## Revised COUNTRY-WISE SHEET
| Sub Categories | Model Number | Weighing Capacity | Readability | Special Filter | Series | Types | Display | Calibration | Weighing Sensors | Class | India Availability | USA Availability | Global Availability | Double Series | short discription of product cat | Technical datasheet
Laboratory Balances | Microbalances | AXR 2UA | 2.1 g | 0.1 µg |  | AXR | Ultra Microbalances | Colour TFT Touchscreen | Automatic Motorised Internal Calibration (PSAC ) |  | Premium ($$$$) | Yes | No | No |  | ALB01 | TD-01
Laboratory Balances | Microbalances | AXR 2MA | 2.1 g | 1 µg |  | AXR | Microbalances | Colour TFT Touchscreen | Automatic Motorised Internal Calibration (PSAC ) |  | Premium ($$$$) | Yes | Yes | Yes
Laboratory Balances | Microbalances | AXR 6MA | 6.1 g | 1 µg |  | AXR | Microbalances | Colour TFT Touchscreen | Automatic Motorised Internal Calibration (PSAC ) |  | Premium ($$$$) | Yes | Yes | Yes
Laboratory Balances | Microbalances | AXR 11MA | 11.1 g | 1 µg |  | AXR | Microbalances | Colour TFT Touchscreen | Automatic Motorised Internal Calibration (PSAC ) |  | Premium ($$$$) | Yes | Yes | Yes
Laboratory Balances | Microbalances | AXR 2MF | 2.1 g | 1 µg |  | AXR | Filter Microbalances | Colour TFT Touchscreen | Automatic Motorised Internal Calibration (PSAC ) |  | Premium ($$$$) | Yes | Yes | Yes
Laboratory Balances | Microbalances | AXR 5MF | 5.1 g | 1 µg |  | AXR | Filter Microbalances | Colour TFT Touchscreen | Automatic Motorised Internal Calibration (PSAC ) |  | Premium ($$$$) | Yes | Yes | yes
Laboratory Balances | Microbalances | AXR 6MF | 6.1 g | 1 µg |  | AXR | Filter Microbalances | Colour TFT Touchscreen | Automatic Motorised Internal Calibration (PSAC ) |  | Premium ($$$$) | Yes | No | No
Laboratory Balances | Microbalances | AXR 11MP | 11.1 g | 1 µg |  | AXR | pipette Check Microbalances | Colour TFT Touchscreen | Automatic Motorised Internal Calibration (PSAC ) |  | Premium ($$$$) | Yes | No | No
Laboratory Balances | Microbalances | AXR 6MS | 6.1 g | 1 µg |  | AXR | STENT Microbalances | Colour TFT Touchscreen | Automatic Motorised Internal Calibration (PSAC ) |  | Premium ($$$$) | Yes | Yes | Yes
Laboratory Balances | Microbalances | CM 2 | 2 g | 1 µg |  | CM | Microbalances | LCD Backlit | Automatic Motorised Internal Calibration (PSAC ) |  | Elite ($$$) | Yes | Yes | Yes
Laboratory Balances | Microbalances | CM 5 | 5 g | 1 µg |  | CM | Microbalances | LCD Backlit | Automatic Motorised Internal Calibration (PSAC ) |  | Elite ($$$) | Yes | Yes | Yes
Laboratory Balances | Microbalances | CM 6 | 6.1 g | 1 µg |  | CM | Microbalances | LCD Backlit | Automatic Motorised Internal Calibration (PSAC ) |  | Elite ($$$) | Yes | No | No
Laboratory Balances | Microbalances | CM 11 | 11 g | 1 µg |  | CM | Microbalances | LCD Backlit | Automatic Motorised Internal Calibration (PSAC ) |  | Elite ($$$) | Yes | Yes | Yes
Laboratory Balances | Microbalances | CM 2F | 2 g | 1 µg |  | CM | Filter Microbalances | LCD Backlit | Automatic Motorised Internal Calibration (PSAC ) |  | Elite ($$$) | Yes | Yes | Yes
Laboratory Balances | Microbalances | CM 5F | 5 g | 1 µg |  | CM | Filter Microbalances | LCD Backlit | Automatic Motorised Internal Calibration (PSAC ) |  | Elite ($$$) | Yes | Yes | Yes
Laboratory Balances | Microbalances | CM 6F | 6.1 g | 1 µg |  | CM | Filter Microbalances | LCD Backlit | Automatic Motorised Internal Calibration (PSAC ) |  | Elite ($$$) | Yes | No | No
Laboratory Balances | Microbalances | CM 11F | 11 g | 1 µg |  | CM | Filter Microbalances | LCD Backlit | Automatic Motorised Internal Calibration (PSAC ) |  | Elite ($$$) | Yes | No | No
Laboratory Balances | Microbalances | CM 11P | 11 g | 1 µg |  | CM | Pipette Check Microbalances | LCD Backlit | Automatic Motorised Internal Calibration (PSAC ) |  | Elite ($$$) | Yes | No | No
Laboratory Balances | Analytical Balances | ALT 285C | 82/220 g | 0.01/0.1 mg |  | ALT | Semi Microbalances | Colour TFT Touchscreen | Automatic Motorised Internal Calibration (PSAC ) |  | Elite ($$$) | no | No | No
Laboratory Balances | Analytical Balances | ALT 64C | 60 g | 0.1 mg |  | ALT | Analytical Balances | Colour TFT Touchscreen | Automatic Motorised Internal Calibration (PSAC ) |  | Elite ($$$) | Yes | Yes | Yes
Laboratory Balances | Analytical Balances | ALT 124C | 120 g | 0.1 mg |  | ALT | Analytical Balances | Colour TFT Touchscreen | Automatic Motorised Internal Calibration (PSAC ) |  | Elite ($$$) | Yes | Yes | Yes
Laboratory Balances | Analytical Balances | ALT 224C | 220 g | 0.1 mg |  | ALT | Analytical Balances | Colour TFT Touchscreen | Automatic Motorised Internal Calibration (PSAC ) |  | Elite ($$$) | Yes | Yes | Yes
Laboratory Balances | Analytical Balances | ALT 324C | 320 g | 0.1 mg |  | ALT | Analytical Balances | Colour TFT Touchscreen | Automatic Motorised Internal Calibration (PSAC ) |  | Elite ($$$) | Yes | Yes | Yes
Laboratory Balances | Analytical Balances | ALT 64 | 60 g | 0.1 mg |  | ALT | Analytical Balances | Colour TFT Touchscreen | External Calibration |  | Elite ($$$) | Yes | Yes | Yes
Laboratory Balances | Analytical Balances | ALT 124 | 120 g | 0.1 mg |  | ALT | Analytical Balances | Colour TFT Touchscreen | External Calibration |  | Elite ($$$) | Yes | Yes | Yes
Laboratory Balances | Analytical Balances | ALT 224 | 220 g | 0.1 mg |  | ALT | Analytical Balances | Colour TFT Touchscreen | External Calibration |  | Elite ($$$) | Yes | Yes | Yes
Laboratory Balances | Analytical Balances | CY 205C | 210 g | 0.01 mg |  | CY | Semi Microbalances | LCD Backlit | Automatic Motorised Internal Calibration (PSAC ) |  | Standard ($$) | Yes | No | No
Laboratory Balances | Analytical Balances | CY 285C | 82/220 g | 0.01/0.1 mg |  | CY | Semi Microbalances | LCD Backlit | Automatic Motorised Internal Calibration (PSAC ) |  | Standard ($$) | Yes | Yes | Yes
Laboratory Balances | Analytical Balances | CY 64C | 60 g | 0.1 mg |  | CY | Analytical Balances | LCD Backlit | Automatic Motorised Internal Calibration (PSAC ) |  | Standard ($$) | Yes | Yes | Yes
Laboratory Balances | Analytical Balances | CY 124C | 120 g | 0.1 mg |  | CY | Analytical Balances | LCD Backlit | Automatic Motorised Internal Calibration (PSAC ) |  | Standard ($$) | Yes | Yes | Yes
Laboratory Balances | Analytical Balances | CY 224C | 220 g | 0.1 mg |  | CY | Analytical Balances | LCD Backlit | Automatic Motorised Internal Calibration (PSAC ) |  | Standard ($$) | Yes | Yes | Yes
Laboratory Balances | Analytical Balances | CY 314C | 314 g | 0.1 mg |  | CY | Analytical Balances | LCD Backlit | Automatic Motorised Internal Calibration (PSAC ) |  | Standard ($$) | Yes | Yes | Yes
Laboratory Balances | Analytical Balances | CY 64 | 60 g | 0.1 mg |  | CY | Analytical Balances | LCD Backlit | External Calibration |  | Standard ($$) | Yes | Yes | Yes
Laboratory Balances | Analytical Balances | CY 124 | 120 g | 0.1 mg |  | CY | Analytical Balances | LCD Backlit | External Calibration |  | Standard ($$) | Yes | Yes | Yes
Laboratory Balances | Analytical Balances | CY 224 | 220 g | 0.1 mg |  | CY | Analytical Balances | LCD Backlit | External Calibration |  | Standard ($$) | Yes | Yes | Yes
Laboratory Balances | Analytical Balances | CY 224CP | 220 g | 0.1 mg |  | CY-CP | Pipette Check Balances | LCD Backlit | Automatic Motorised Internal Calibration (PSAC ) |  | Standard ($$) | Yes | Yes | Yes
Laboratory Balances | Analytical Balances | CY 224FC | 220 g | 0.1 mg |  | CY-F | Flame-Proof Balances | LCD Backlit | Automatic Motorised Internal Calibration (PSAC ) |  | Standard ($$) | Yes | No | No
Laboratory Balances | Analytical Balances | CY 224F | 220 g | 0.1 mg |  | CY-F | Flame-Proof Balances | LCD Backlit | External Calibration |  | Standard ($$) | Yes | No | No
Laboratory Balances | Precision Balances and Scales | ALT 223C | 220 g | 0.001 g |  | ALT | Precision Balances & Scales | Colour TFT Touchscreen | Automatic Motorised Internal Calibration (PSAC ) | Conventional EMFC | Elite ($$$) | Yes | Yes | Yes
Laboratory Balances | Precision Balances and Scales | ALT 513C | 510 g | 0.001 g |  | ALT | Precision Balances & Scales | Colour TFT Touchscreen | Automatic Motorised Internal Calibration (PSAC ) | Conventional EMFC | Elite ($$$) | Yes | Yes | Yes
Laboratory Balances | Precision Balances and Scales | ALT 1003C | 1003 g | 0.001 g |  | ALT | Precision Balances & Scales | Colour TFT Touchscreen | Automatic Motorised Internal Calibration (PSAC ) | Conventional EMFC | Elite ($$$) | Yes | Yes | Yes
Laboratory Balances | Precision Balances and Scales | ALT 223 | 220 g | 0.001 g |  | ALT | Precision Balances & Scales | Colour TFT Touchscreen | External Calibration | Conventional EMFC | Elite ($$$) | Yes | Yes | Yes
Laboratory Balances | Precision Balances and Scales | ALT 513 | 510 g | 0.001 g |  | ALT | Precision Balances & Scales | Colour TFT Touchscreen | External Calibration | Conventional EMFC | Elite ($$$) | Yes | Yes | Yes
Laboratory Balances | Precision Balances and Scales | ALT 1003 | 1000 g | 0.001 g |  | ALT | Precision Balances & Scales | Colour TFT Touchscreen | External Calibration | Conventional EMFC | Elite ($$$) | Yes | Yes | Yes
Laboratory Balances | Precision Balances and Scales | CY 223C | 220 g | 0.001 g |  | CY | Precision Balances & Scales | LCD Backlit | Automatic Motorised Internal Calibration (PSAC ) | Singleblock EMFC | Standard ($$) | Yes | No | Yes
Laboratory Balances | Precision Balances and Scales | CY 323C | 320 g | 0.001 g |  | CY | Precision Balances & Scales | LCD Backlit | Automatic Motorised Internal Calibration (PSAC ) | Singleblock EMFC | Standard ($$) | Yes | Yes | Yes
Laboratory Balances | Precision Balances and Scales | CY 513C | 510 g | 0.001 g |  | CY | Precision Balances & Scales | LCD Backlit | Automatic Motorised Internal Calibration (PSAC ) | Singleblock EMFC | Standard ($$) | Yes | Yes | Yes
Laboratory Balances | Precision Balances and Scales | CY 723C | 723 g | 0.001 g |  | CY | Precision Balances & Scales | LCD Backlit | Automatic Motorised Internal Calibration (PSAC ) | Conventional EMFC | Standard ($$) | Yes | No | Yes
Laboratory Balances | Precision Balances and Scales | CY 1003C | 1000 g | 0.001 g |  | CY | Precision Balances & Scales | LCD Backlit | Automatic Motorised Internal Calibration (PSAC ) | Conventional EMFC | Standard ($$) | Yes | Yes | Yes
Laboratory Balances | Precision Balances and Scales | CY 2003C | 2000 g | 0.001 g |  | CY | Precision Balances & Scales | LCD Backlit | Automatic Motorised Internal Calibration (PSAC ) | Conventional EMFC | Standard ($$) | Yes | Yes | Yes
Laboratory Balances | Precision Balances and Scales | CY 3003C | 3000 g | 0.001 g |  | CY | Precision Balances & Scales | LCD Backlit | Automatic Motorised Internal Calibration (PSAC ) | Conventional EMFC | Standard ($$) | Yes | No | No
Laboratory Balances | Precision Balances and Scales | CY 223 | 220 g | 0.001 g |  | CY | Precision Balances & Scales | LCD Backlit | External Calibration | Singleblock EMFC | Standard ($$) | Yes | No | Yes
Laboratory Balances | Precision Balances and Scales | CY 323 | 320 g | 0.001 g |  | CY | Precision Balances & Scales | LCD Backlit | External Calibration | Singleblock EMFC | Standard ($$) | Yes | Yes | Yes
Laboratory Balances | Precision Balances and Scales | CY 513 | 510 g | 0.001 g |  | CY | Precision Balances & Scales | LCD Backlit | External Calibration | Singleblock EMFC | Standard ($$) | Yes | Yes | Yes
Laboratory Balances | Precision Balances and Scales | CY 723 | 723 g | 0.001 g |  | CY | Precision Balances & Scales | LCD Backlit | External Calibration | Conventional EMFC | Standard ($$) | Yes | No | Yes
Laboratory Balances | Precision Balances and Scales | CY 1003 | 1000 g | 0.001 g |  | CY | Precision Balances & Scales | LCD Backlit | External Calibration | Conventional EMFC | Standard ($$) | Yes | Yes | Yes
Laboratory Balances | Precision Balances and Scales | CY 513FC | 510 g | 0.001 g |  | CY-F | Flame-Proof Balances | LCD Backlit | Automatic Motorised Internal Calibration (PSAC ) | Singleblock EMFC | Standard ($$) | Yes | No | No
Laboratory Balances | Precision Balances and Scales | CY 513F | 510 g | 0.001 g |  | CY-F | Flame-Proof Balances | LCD Backlit | External Calibration | Singleblock EMFC | Standard ($$) | Yes | No | No
Laboratory Balances | Precision Balances and Scales | ALT 3102C | 3100 g | 0.01 g |  | ALT | Precision Balances & Scales | Colour TFT Touchscreen | Automatic Motorised Internal Calibration (PSAC ) | Conventional EMFC | Elite ($$$) | Yes | Yes | Yes
Laboratory Balances | Precision Balances and Scales | ALT 6102C | 6100 g | 0.01 g |  | ALT | Precision Balances & Scales | Colour TFT Touchscreen | Automatic Motorised Internal Calibration (PSAC ) | Conventional EMFC | Elite ($$$) | Yes | Yes | Yes
Laboratory Balances | Precision Balances and Scales | AXR 10K2HC | 10000 g | 0.01 g |  | AXR | Precision Balances & Scales | Colour TFT Touchscreen | Automatic Motorised Internal Calibration (PSAC ) | Singleblock EMFC | Premium ($$$$) | Yes | Yes | Yes
Laboratory Balances | Precision Balances and Scales | AXR 12K2HC | 12000 g | 0.01 g |  | AXR | Precision Balances & Scales | Colour TFT Touchscreen | Automatic Motorised Internal Calibration (PSAC ) | Singleblock EMFC | Premium ($$$$) | Yes | Yes | Yes
Laboratory Balances | Precision Balances and Scales | ALT 3102 | 3100 g | 0.01 g |  | ALT | Precision Balances & Scales | Colour TFT Touchscreen | External Calibration | Conventional EMFC | Elite ($$$) | Yes | Yes | Yes
Laboratory Balances | Precision Balances and Scales | ALT 6102 | 6100 g | 0.01 g |  | ALT | Precision Balances & Scales | Colour TFT Touchscreen | External Calibration | Conventional EMFC | Elite ($$$) | Yes | Yes | Yes
Laboratory Balances | Precision Balances and Scales | CY 1202C | 1200 g | 0.01 g |  | CY | Precision Balances & Scales | LCD Backlit | Automatic Motorised Internal Calibration (PSAC ) | Singleblock EMFC | Standard ($$) | Yes | No | Yes
Laboratory Balances | Precision Balances and Scales | CY 2202C | 2200 g | 0.01 g |  | CY | Precision Balances & Scales | LCD Backlit | Automatic Motorised Internal Calibration (PSAC ) | Singleblock EMFC | Standard ($$) | Yes | No | Yes
Laboratory Balances | Precision Balances and Scales | CY 3102C | 3100 g | 0.01 g |  | CY | Precision Balances & Scales | LCD Backlit | Automatic Motorised Internal Calibration (PSAC ) | Singleblock EMFC | Standard ($$) | Yes | Yes | Yes
Laboratory Balances | Precision Balances and Scales | CY 4102C | 4100 g | 0.01 g |  | CY | Precision Balances & Scales | LCD Backlit | Automatic Motorised Internal Calibration (PSAC ) | Singleblock EMFC | Standard ($$) | Yes | Yes | Yes
Laboratory Balances | Precision Balances and Scales | CY 6102C | 6100 g | 0.01 g |  | CY | Precision Balances & Scales | LCD Backlit | Automatic Motorised Internal Calibration (PSAC ) | Singleblock EMFC | Standard ($$) | Yes | Yes | Yes
Laboratory Balances | Precision Balances and Scales | CY10002HC | 10000 g | 0.01 g |  | CY | Precision Balances & Scales | LCD Backlit | Automatic Motorised Internal Calibration (PSAC ) | Singleblock EMFC | Standard ($$) | Yes | Yes | Yes
Laboratory Balances | Precision Balances and Scales | CY12002HC | 12000 g | 0.01 g |  | CY | Precision Balances & Scales | LCD Backlit | Automatic Motorised Internal Calibration (PSAC ) | Singleblock EMFC | Standard ($$) | Yes | Yes | Yes
Laboratory Balances | Precision Balances and Scales | CY 1202 | 1200 g | 0.01 g |  | CY | Precision Balances & Scales | LCD Backlit | External Calibration | Singleblock EMFC | Standard ($$) | Yes | No | Yes
Laboratory Balances | Precision Balances and Scales | CY 2202 | 2200 g | 0.01 g |  | CY | Precision Balances & Scales | LCD Backlit | External Calibration | Singleblock EMFC | Standard ($$) | Yes | No | Yes
Laboratory Balances | Precision Balances and Scales | CY 3102 | 3100 g | 0.01 g |  | CY | Precision Balances & Scales | LCD Backlit | External Calibration | Singleblock EMFC | Standard ($$) | Yes | Yes | Yes
Laboratory Balances | Precision Balances and Scales | CY 4102 | 4100 g | 0.01 g |  | CY | Precision Balances & Scales | LCD Backlit | External Calibration | Singleblock EMFC | Standard ($$) | Yes | Yes | Yes
Laboratory Balances | Precision Balances and Scales | CY 6102 | 6100 g | 0.01 g |  | CY | Precision Balances & Scales | LCD Backlit | External Calibration | Singleblock EMFC | Standard ($$) | Yes | Yes | Yes
Laboratory Balances | Precision Balances and Scales | CY 4102F | 4100 g | 0.01 g |  | CY | Flame-Proof Balances | LCD Backlit | External Calibration | Singleblock EMFC | Standard ($$) | Yes | No | No
Laboratory Balances | Precision Balances and Scales | ALT 3101C | 3100 g | 0.1 g |  | ALT | Precision Balances & Scales | Colour TFT Touchscreen | Automatic Motorised Internal Calibration (PSAC ) | Conventional EMFC | Elite ($$$) | Yes | Yes | Yes
Laboratory Balances | Precision Balances and Scales | ALT 6101C | 6100 g | 0.1 g |  | ALT | Precision Balances & Scales | Colour TFT Touchscreen | Automatic Motorised Internal Calibration (PSAC ) | Conventional EMFC | Elite ($$$) | Yes | Yes | Yes
Laboratory Balances | Precision Balances and Scales | ALT 8101C | 8100 g | 0.1 g |  | ALT | Precision Balances & Scales | Colour TFT Touchscreen | Automatic Motorised Internal Calibration (PSAC ) | Conventional EMFC | Elite ($$$) | Yes | Yes | Yes
Laboratory Balances | Precision Balances and Scales | ALT 3101 | 3100 g | 0.1 g |  | ALT | Precision Balances & Scales | Colour TFT Touchscreen | External Calibration | Conventional EMFC | Elite ($$$) | Yes | Yes | Yes
Laboratory Balances | Precision Balances and Scales | ALT 6101 | 6100 g | 0.1 g |  | ALT | Precision Balances & Scales | Colour TFT Touchscreen | External Calibration | Conventional EMFC | Elite ($$$) | Yes | Yes | Yes
Laboratory Balances | Precision Balances and Scales | ALT 8101 | 8100 g | 0.1 g |  | ALT | Precision Balances & Scales | Colour TFT Touchscreen | External Calibration | Conventional EMFC | Elite ($$$) | Yes | Yes | Yes
Laboratory Balances | Precision Balances and Scales | CY 3101C | 3100 g | 0.1 g |  | CY | Precision Balances & Scales | LCD Backlit | Automatic Motorised Internal Calibration (PSAC ) | Singleblock EMFC | Standard ($$) | Yes | Yes | Yes
Laboratory Balances | Precision Balances and Scales | CY 6101C | 6100 g | 0.1 g |  | CY | Precision Balances & Scales | LCD Backlit | Automatic Motorised Internal Calibration (PSAC ) | Singleblock EMFC | Standard ($$) | Yes | Yes | Yes
Laboratory Balances | Precision Balances and Scales | CY 10001C | 10000 g | 0.1 g |  | CY | Precision Balances & Scales | LCD Backlit | Automatic Motorised Internal Calibration (PSAC ) | Singleblock EMFC | Standard ($$) | Yes | No | Yes
Laboratory Balances | Precision Balances and Scales | CY 3101 | 3100 g | 0.1 g |  | CY | Precision Balances & Scales | LCD Backlit | External Calibration | Singleblock EMFC | Standard ($$) | Yes | Yes | Yes
Laboratory Balances | Precision Balances and Scales | CY 6101 | 6100 g | 0.1 g |  | CY | Precision Balances & Scales | LCD Backlit | External Calibration | Singleblock EMFC | Standard ($$) | Yes | Yes | Yes
Laboratory Balances | Precision Balances and Scales | CY 10001 | 10000 g | 0.1 g |  | CY | Precision Balances & Scales | LCD Backlit | External Calibration | Singleblock EMFC | Standard ($$) | Yes | No | Yes
Laboratory Balances | Precision Balances and Scales | AXR 15K1HC | 15 Kg | 0.1 g |  | AXR | Precision Balances & Scales | Colour TFT Touchscreen | Automatic Motorised Internal Calibration (PSAC ) | Singleblock EMFC | Premium ($$$$) | Yes | Yes | Yes
Laboratory Balances | Precision Balances and Scales | AXR 35K1HC | 35 kg | 0.1 g |  | AXR | Precision Balances & Scales | Colour TFT Touchscreen | Automatic Motorised Internal Calibration (PSAC ) | Singleblock EMFC | Premium ($$$$) | Yes | Yes | Yes
Laboratory Balances | Precision Balances and Scales | AXR 60K0HC | 60 kg | 1 g |  | AXR | Precision Balances & Scales | Colour TFT Touchscreen | Automatic Motorised Internal Calibration (PSAC ) | Singleblock EMFC | Premium ($$$$) | Yes | Yes | Yes
Laboratory Balances | Precision Balances and Scales | AXR 15K1H | 15 Kg | 0.1 g |  | AXR | Precision Balances & Scales | Colour TFT Touchscreen | External Calibration | Singleblock EMFC | Premium ($$$$) | Yes | Yes | Yes
Laboratory Balances | Precision Balances and Scales | AXR 35K1H | 35 kg | 0.1 g |  | AXR | Precision Balances & Scales | Colour TFT Touchscreen | External Calibration | Singleblock EMFC | Premium ($$$$) | Yes | Yes | Yes
Laboratory Balances | Precision Balances and Scales | AXR 60K0H | 60 kg | 1 g |  | AXR | Precision Balances & Scales | Colour TFT Touchscreen | External Calibration | Singleblock EMFC | Premium ($$$$) | Yes | Yes | Yes
Laboratory Balances | Precision Balances and Scales | CY 15001HC | 15 Kg | 0.1 g |  | CY | Precision Balances & Scales | LCD Backlit | Automatic Motorised Internal Calibration (PSAC ) | Singleblock EMFC | Standard ($$) | Yes | Yes | Yes
Laboratory Balances | Precision Balances and Scales | CY 25001HC | 25 Kg | 0.1 g |  | CY | Precision Balances & Scales | LCD Backlit | Automatic Motorised Internal Calibration (PSAC ) | Singleblock EMFC | Standard ($$) | Yes | No | Yes
Laboratory Balances | Precision Balances and Scales | CY 35001HC | 35 kg | 0.1 g |  | CY | Precision Balances & Scales | LCD Backlit | Automatic Motorised Internal Calibration (PSAC ) | Singleblock EMFC | Standard ($$) | Yes | Yes | Yes
Laboratory Balances | Precision Balances and Scales | CY 50001HC | 50 kg | 0.1 g |  | CY | Precision Balances & Scales | LCD Backlit | Automatic Motorised Internal Calibration (PSAC ) | Singleblock EMFC | Standard ($$) | Yes | Yes | Yes
Laboratory Balances | Precision Balances and Scales | CY 60000HC | 60 kg | 1 g |  | CY | Precision Balances & Scales | LCD Backlit | Automatic Motorised Internal Calibration (PSAC ) | Singleblock EMFC | Standard ($$) | Yes | Yes | Yes
Laboratory Balances | Precision Balances and Scales | CY 15001H | 15 Kg | 0.1 g |  | CY | Precision Balances & Scales | LCD Backlit | External Calibration | Singleblock EMFC | Standard ($$) | Yes | Yes | Yes
Laboratory Balances | Precision Balances and Scales | CY 25001H | 25 Kg | 0.1 g |  | CY | Precision Balances & Scales | LCD Backlit | External Calibration | Singleblock EMFC | Standard ($$) | Yes | No | Yes
Laboratory Balances | Precision Balances and Scales | CY 35001H | 35 kg | 0.1 g |  | CY | Precision Balances & Scales | LCD Backlit | External Calibration | Singleblock EMFC | Standard ($$) | Yes | Yes | Yes
Laboratory Balances | Precision Balances and Scales | CY 60000H | 60 kg | 1 g |  | CY | Precision Balances & Scales | LCD Backlit | External Calibration | Singleblock EMFC | Standard ($$) | Yes | Yes | Yes
Laboratory Balances | Precision Balances and Scales | CG 203L | 200 g | 0.001 g |  | CG-L | Precision Balances & Scales | LCD Backlit | External Calibration | Loadcell | Basic ($) | Yes | Yes | Yes
Laboratory Balances | Precision Balances and Scales | CG 303L | 300 g | 0.001 g |  | CG-L | Precision Balances & Scales | LCD Backlit | External Calibration | Loadcell | Basic ($) | Yes | No | No
Laboratory Balances | Precision Balances and Scales | CZ 602 | 600 g | 0.01 g |  | CZ - NTEP approved | Legal for Trade | LCD Backlit | External Calibration | Loadcell | Standard ($$) | No | Yes | No
Laboratory Balances | Precision Balances and Scales | CZ 1202 | 1200 g | 0.01 g |  | CZ - NTEP approved | Legal for Trade | LCD Backlit | External Calibration | Loadcell | Standard ($$) | No | Yes | No
Laboratory Balances | Precision Balances and Scales | CZ 1200 | 1200 g | 0.1 g |  | CZ - NTEP approved | Legal for Trade | LCD Backlit | External Calibration | Loadcell | Standard ($$) | No | Yes | No
Laboratory Balances | Precision Balances and Scales | CZ 6000H | 6000 g | 0.1 g |  | CZ - NTEP approved | Legal for Trade | LCD Backlit | External Calibration | Loadcell | Standard ($$) | No | Yes | No
Laboratory Balances | Precision Balances and Scales | CG 302 | 300 g | 0.01 g |  | CG | Precision Balances & Scales | LED | External Calibration | Loadcell | Basic ($) | Yes | No | No
Laboratory Balances | Precision Balances and Scales | CG 602 | 600 g | 0.01 g |  | CG | Precision Balances & Scales | LED | External Calibration | Loadcell | Basic ($) | Yes | No | No
Laboratory Balances | Precision Balances and Scales | CG 602L | 600 g | 0.01 g |  | CG-L | Precision Balances & Scales | LCD Backlit | External Calibration | Loadcell | Basic ($) | Yes | No | Yes
Laboratory Balances | Precision Balances and Scales | CG 1202L | 1200 g | 0.01 g |  | CG-L | Precision Balances & Scales | LCD Backlit | External Calibration | Loadcell | Basic ($) | Yes | Yes | Yes
Laboratory Balances | Precision Balances and Scales | CG 2002L | 2000 g | 0.01 g |  | CG-L | Precision Balances & Scales | LCD Backlit | External Calibration | Loadcell | Basic ($) | Yes | Yes | Yes
Laboratory Balances | Precision Balances and Scales | CG 3001L | 3000 g | 0.1 g |  | CG-L | Precision Balances & Scales | LCD Backlit | External Calibration | Loadcell | Basic ($) | Yes | Yes | Yes
Laboratory Balances | Precision Balances and Scales | CG 6001L | 6000 g | 0.1 g |  | CG-L | Precision Balances & Scales | LCD Backlit | External Calibration | Loadcell | Basic ($) | Yes | Yes | Yes
Laboratory Balances | Precision Balances and Scales | CG 10001L | 10000 g | 0.1 g |  | CG-L | Precision Balances & Scales | LCD Backlit | External Calibration | Loadcell | Basic ($) | Yes | Yes | Yes
Laboratory Balances | Precision Balances and Scales | CG 15001L | 15 Kg | 0.1 g |  | CG-L | Precision Balances & Scales | LCD Backlit | External Calibration | Loadcell | Basic ($) | Yes | Yes | Yes
Laboratory Balances | Precision Balances and Scales | CG 30001L | 30 kg | 0.1 g |  | CG-L | Precision Balances & Scales | LCD Backlit | External Calibration | Loadcell | Basic ($) | Yes | Yes | Yes
Laboratory Balances | Density Scales | CY 204GT | 220 g | 0.1 mg | 0.0001 g/cm³ | CY-GT | Density Scales |  |  |  | Standard ($$) | Yes | No | No
Laboratory Balances | Density Scales | CY 613GT | 610 g | 0.001 g | 0.001 g/cm³ | CY-GT | Density Scales |  |  |  | Standard ($$) | Yes | Yes | Yes
Laboratory Balances | Density Scales | CY 3102GT | 3100 g | 0.01 g | 0.01 g/cm³ | CY-GT | Density Scales |  |  |  | Standard ($$) | Yes | Yes | Yes
Laboratory Balances | Moisture Analyzers | MB 54 | 50 g | 0.1 mg | 0.0001% | MB | Moisture Analyzers |  |  |  | Standard ($$) | Yes | Yes | Yes
Laboratory Balances | Moisture Analyzers | MB 50 | 50 g | 0.001 g | 0.001% | MB | Moisture Analyzers |  |  |  | Standard ($$) | Yes | Yes | Yes
Laboratory Balances | Moisture Analyzers | MB 120 | 120 g | 0.001 g | 0.001% | MB | Moisture Analyzers |  |  |  | Standard ($$) | Yes | No | Yes
Laboratory Balances | Moisture Analyzers | MB 200 | 200 g | 0.001 g | 0.001% | MB | Moisture Analyzers |  |  |  | Standard ($$) | Yes | Yes | Yes
Laboratory Balances |  |  | Range |  |  | OIML class
Laboratory Balances | Test Weights | 108-22 | 1 mg to 500 mg |  |  | E1 | Weight set |  |  |  | Premium ($$$$) | Yes | Yes | Yes
Laboratory Balances | Test Weights | 108-04 | 1 mg to 200 g |  |  | E1 | Weight set |  |  |  | Premium ($$$$) | Yes | Yes | Yes
Laboratory Balances | Test Weights | 103-07 | 1 g to 2 kg |  |  | E1 | Weight set |  |  |  | Premium ($$$$) | Yes | Yes | Yes
Laboratory Balances | Test Weights | 103-08 | 1 g to 5 kg |  |  | E1 | Weight set |  |  |  | Premium ($$$$) | Yes | Yes | Yes
Laboratory Balances | Test Weights | 118-22 | 1 mg to 500 mg |  |  | E2 | Weight set |  |  |  | Elite ($$$) | Yes | Yes | Yes
Laboratory Balances | Test Weights | 118-04 | 1 mg to 200 g |  |  | E2 | Weight set |  |  |  | Elite ($$$) | Yes | Yes | Yes
Laboratory Balances | Test Weights | 114-07 | 1 g to 2 kg |  |  | E2 | Weight set |  |  |  | Elite ($$$) | Yes | Yes | Yes
Laboratory Balances | Test Weights | 114-08 | 1 g to 5 kg |  |  | E2 | Weight set |  |  |  | Elite ($$$) | Yes | Yes | Yes
Laboratory Balances | Test Weights | 123-22 | 1 mg to 500 mg |  |  | F1 | Weight set |  |  |  | Standard ($$) | Yes | Yes | Yes
Laboratory Balances | Test Weights | 123-04 | 1 mg to 200 g |  |  | F1 | Weight set |  |  |  | Standard ($$) | Yes | Yes | Yes
Laboratory Balances | Test Weights | 124-07 | 1 g to 2 kg |  |  | F1 | Weight set |  |  |  | Standard ($$) | Yes | Yes | Yes
Laboratory Balances | Test Weights | 124-08 | 1 g to 5 kg |  |  | F1 | Weight set |  |  |  | Standard ($$) | Yes | Yes | Yes
Laboratory Balances | Test Weights | 108-09 | 500 g |  |  | E1 | Single Weights |  |  |  | Premium ($$$$) | Yes | Yes | Yes
Laboratory Balances | Test Weights | 108-10 | 1 kg |  |  | E1 | Single Weights |  |  |  | Premium ($$$$) | Yes | Yes | Yes
Laboratory Balances | Test Weights | 108-11 | 2 kg |  |  | E1 | Single Weights |  |  |  | Premium ($$$$) | Yes | Yes | Yes
Laboratory Balances | Test Weights | 108-12 | 5 kg |  |  | E1 | Single Weights |  |  |  | Premium ($$$$) | Yes | Yes | Yes
Laboratory Balances | Test Weights | 108-13 | 10 kg |  |  | E1 | Single Weights |  |  |  | Premium ($$$$) | Yes | Yes | Yes
Laboratory Balances | Test Weights | 108-14 | 20 kg |  |  | E1 | Single Weights |  |  |  | Premium ($$$$) | Yes | Yes | Yes
Laboratory Balances | Test Weights | 117-09 | 500 g |  |  | E2 | Single Weights |  |  |  | Elite ($$$) | Yes | Yes | Yes
Laboratory Balances | Test Weights | 117-10 | 1 kg |  |  | E2 | Single Weights |  |  |  | Elite ($$$) | Yes | Yes | Yes
Laboratory Balances | Test Weights | 117-11 | 2 kg |  |  | E2 | Single Weights |  |  |  | Elite ($$$) | Yes | Yes | Yes
Laboratory Balances | Test Weights | 117-12 | 5 kg |  |  | E2 | Single Weights |  |  |  | Elite ($$$) | Yes | Yes | Yes
Laboratory Balances | Test Weights | 117-13 | 10 kg |  |  | E2 | Single Weights |  |  |  | Elite ($$$) | Yes | Yes | Yes
Laboratory Balances | Test Weights | 117-14 | 20 kg |  |  | E2 | Single Weights |  |  |  | Elite ($$$) | Yes | Yes | Yes
Laboratory Balances | Test Weights | 117-16 | 50 kg |  |  | E2 | Single Weights |  |  |  | Elite ($$$) | Yes | No | No
Laboratory Balances | Test Weights | 126-09 | 500 g |  |  | F1 | Single Weights |  |  |  | Elite ($$$) | Yes | No | No
Laboratory Balances | Test Weights | 126-10 | 1 kg |  |  | F1 | Single Weights |  |  |  | Standard ($$) | Yes | Yes | Yes
Laboratory Balances | Test Weights | 126-11 | 2 kg |  |  | F1 | Single Weights |  |  |  | Standard ($$) | Yes | Yes | Yes
Laboratory Balances | Test Weights | 126-12 | 5 kg |  |  | F1 | Single Weights |  |  |  | Standard ($$) | Yes | Yes | Yes
Laboratory Balances | Test Weights | 126-13 | 10 kg |  |  | F1 | Single Weights |  |  |  | Standard ($$) | Yes | Yes | Yes
Laboratory Balances | Test Weights | 126-14 | 20 kg |  |  | F1 | Single Weights |  |  |  | Standard ($$) | Yes | Yes | Yes
Laboratory Balances | Test Weights | 126-15 | 50 kg |  |  | F1 | Single Weights |  |  |  | Standard ($$) | Yes | No | No
Laboratory Balances | Test Weights | 126-16 | 100 kg |  |  | F1 | Single Weights |  |  |  | Standard ($$) | Yes | No | No
Laboratory Balances | Test Weights | 147-13 | 10 kg |  |  | M1 | Single Weights |  |  |  | Basic ($) | Yes | No | No
Laboratory Balances | Test Weights | 147-14 | 20 kg |  |  | M1 | Single Weights |  |  |  | Basic ($) | Yes | No | No
Laboratory Balances | Test Weights | 147-15 | 50 kg |  |  | M1 | Single Weights |  |  |  | Basic ($) | Yes | No | No
Laboratory Balances | Test Weights | 147-16 | 100 kg |  |  | M1 | Single Weights |  |  |  | Basic ($) | Yes | No | No
Laboratory Balances | Accessories for Laboratory weighing | TWT-50 | Tweezers 1 mg - 50 g |  |  |  | Tweezers |  |  |  |  | Yes | No | No
Laboratory Balances | Accessories for Laboratory weighing | TWT-200 | Tweezers 1 g to 200 g |  |  |  | Tweezers |  |  |  |  | Yes | No | No
Laboratory Balances | Accessories for Laboratory weighing | TWF-1 | Weight fork 1 kg |  |  |  | Weight fork |  |  |  |  | Yes | No | No
Laboratory Balances | Accessories for Laboratory weighing | TWH-2 | Weight handle 2 kg |  |  |  | Weight Handle |  |  |  |  | Yes | No | No
Laboratory Balances | Accessories for Laboratory weighing | TWH-5 | Weight handle 5 kg |  |  |  | Weight Handle |  |  |  |  | Yes | No | No
Laboratory Balances | Accessories for Laboratory weighing | TWH-10 | Weight handle 10 kg |  |  |  | Weight Handle |  |  |  |  | Yes | No | No
Laboratory Balances | Accessories for Laboratory weighing | TWH-20 | Weight handle 20 kg |  |  |  | Weight Handle |  |  |  |  | Yes | No | No
Laboratory Balances | Accessories for Laboratory weighing | CPR 03 | Data Printer |  | AXR |  | Printer |  |  |  |  | Yes | Yes | Yes
Laboratory Balances | Accessories for Laboratory weighing | CPR 02 | Data Printer |  | ALT,CY,MB,CM |  | Printer |  |  |  |  | Yes | Yes | Yes
Laboratory Balances | Accessories for Laboratory weighing | CLP 04 | Label Printer |  | AXR |  | Printer |  |  |  |  | Yes | Yes | Yes
Laboratory Balances | Accessories for Laboratory weighing | CBR 01 | Barcode Reader |  | AXR |  | Barcode Reader |  |  |  |  | Yes | Yes | Yes
Laboratory Balances | Accessories for Laboratory weighing | CI 01 | Antistatic Ionizer |  | AXR,CM |  | Antistatic Ionizer |  |  |  |  | Yes | Yes | Yes
Laboratory Balances | Accessories for Laboratory weighing | VRD-AVT | Weighing Table |  | AXR,CM,ALT,CY |  | Weighing table |  |  |  |  | Yes | No | Yes
Laboratory Balances | Accessories for Laboratory weighing | VRD 03 | Anti-Vibration Pad |  | AXR,ALT,CY |  | Weighing table |  |  |  |  | Yes | No | Yes
Laboratory Balances | Accessories for Laboratory weighing | SRD 01 | Remote Display |  | CY |  | Remote Display |  |  |  |  | Yes | Yes | Yes
Laboratory Balances | Accessories for Laboratory weighing | CDK 01-L | Density Kit - Liquid |  | ALT,CY |  | Density |  |  |  |  | Yes | Yes | Yes
Laboratory Balances | Accessories for Laboratory weighing | CDK 01 | Density Kit |  | ALT,CY |  | Density |  |  |  |  | Yes | Yes | Yes
Laboratory Balances | Accessories for Laboratory weighing | CET 01 | Evaporation Kit |  | ALT,CY |  | Evaporation Kit |  |  |  |  | Yes | Yes | Yes
Laboratory Balances | Accessories for Laboratory weighing | LBA-X 13 | Weigh-Below Scales For Specific Gravity Stand |  | ALT,CY |  | Weigh Below |  |  |  |  | Yes | Yes | Yes
Laboratory Balances | Accessories for Laboratory weighing | LBA-X 09 | GSM Cutter |  | ALT,CY |  | GSM cutter |  |  |  |  | Yes | No | Yes
Laboratory Balances | Accessories for Laboratory weighing | CTK-X 01 | Temperature Kit |  | MB |  | Temprature Kit |  |  |  |  | Yes | Yes | Yes
Laboratory Balances | Accessories for Laboratory weighing | CMD 40 | Aluminum Dishes |  | MB |  | Alluminium Pans |  |  |  |  | Yes | Yes | Yes
Laboratory Balances | Accessories for Laboratory weighing | GFF 100 | Glass Fiber Filters |  | MB |  | Glass Fiber Filters |  |  |  |  | Yes | Yes | Yes
Jewelry Machines | Jewelry Scales & Balances | AXR 2MA | 2.1 g | 1 µg |  | AXR | Hallmarking balances | Colour TFT Touchscreen | Automatic Motorised Internal Calibration (PSAC ) | Conventional EMFC | Premium ($$$$) | Yes | No | No | D
Jewelry Machines | Jewelry Scales & Balances | CM 2 | 2 g | 1 µg |  | CM | Hallmarking balances | LCD Backlit | Automatic Motorised Internal Calibration (PSAC ) | Conventional EMFC | Elite ($$$) | Yes | No | No | D
Jewelry Machines | Jewelry Scales & Balances | CY 285C | 82/220 g | 0.01/0.1 mg |  | CY | Hallmarking balances | LCD Backlit | Automatic Motorised Internal Calibration (PSAC ) | Conventional EMFC | Standard ($$) | Yes | No | No | D
Jewelry Machines | Jewelry Scales & Balances | CY 224C | 220 g | 0.1 mg |  | CY | Hallmarking balances | LCD Backlit | Automatic Motorised Internal Calibration (PSAC ) | Conventional EMFC | Standard ($$) | Yes | No | No | D
Jewelry Machines | Jewelry Scales & Balances | CY 3102 | 3100 g | 0.01 g |  | CY | Hallmarking balances | LCD Backlit | External Calibration | Conventional EMFC | Standard ($$) | Yes | No | No | D
Jewelry Machines | Jewelry Scales & Balances | CY 603KC | 600 ct | 0.001 ct |  | CY-K | Diamond Scales | LCD Backlit | Automatic Motorised Internal Calibration (PSAC ) | Conventional EMFC | Standard ($$) | Yes | Yes | Yes
Jewelry Machines | Jewelry Scales & Balances | CY 1603KC | 1600 ct | 0.001 ct |  | CY-K | Diamond Scales | LCD Backlit | Automatic Motorised Internal Calibration (PSAC ) | Conventional EMFC | Standard ($$) | Yes | Yes | Yes
Jewelry Machines | Jewelry Scales & Balances | CY 253K | 250 ct | 0.001 ct |  | CY-K | Diamond Scales | LCD Backlit | External Calibration | Conventional EMFC | Standard ($$) | Yes | No | No
Jewelry Machines | Jewelry Scales & Balances | CY 603K | 600 ct | 0.001 ct |  | CY-K | Diamond Scales | LCD Backlit | External Calibration | Conventional EMFC | Standard ($$) | Yes | Yes | Yes
Jewelry Machines | Jewelry Scales & Balances | CG 103K | 100 ct | 0.001 ct |  | CG-K | Diamond Scales | LCD Backlit | External Calibration | Loadcell | Standard ($$) | Yes | No | No
Jewelry Machines | Jewelry Scales & Balances | CY 513C | 510 g | 0.001 g / 0.005 ct |  | CY | Gold -Diamond Scales | LCD Backlit | Automatic Motorised Internal Calibration (PSAC ) | Conventional EMFC | Standard ($$) | Yes | Yes | Yes | D
Jewelry Machines | Jewelry Scales & Balances | CY 1003C | 1000 g | 0.001 g / 0.005 ct |  | CY | Gold -Diamond Scales | LCD Backlit | Automatic Motorised Internal Calibration (PSAC ) | Conventional EMFC | Standard ($$) | Yes | Yes | Yes | D
Jewelry Machines | Jewelry Scales & Balances | CY 223 | 220 g | 0.001 g / 0.005 ct |  | CY | Gold -Diamond Scales | LCD Backlit | External Calibration | Conventional EMFC | Standard ($$) | Yes | No | No | D
Jewelry Machines | Jewelry Scales & Balances | CY 323 | 320 g | 0.001 g / 0.005 ct |  | CY | Gold -Diamond Scales | LCD Backlit | External Calibration | Conventional EMFC | Standard ($$) | Yes | Yes | Yes | D
Jewelry Machines | Jewelry Scales & Balances | CY 513 | 510 g | 0.001 g / 0.005 ct |  | CY | Gold -Diamond Scales | LCD Backlit | External Calibration | Conventional EMFC | Standard ($$) | Yes | Yes | Yes | D
Jewelry Machines | Jewelry Scales & Balances | CY 10003 | 1000 g | 0.001 g / 0.005 ct |  | CY | Gold -Diamond Scales | LCD Backlit | External Calibration | Conventional EMFC | Standard ($$) | Yes | Yes | Yes | D
Jewelry Machines | Jewelry Scales & Balances | CG 203L | 200 g | 0.001 g |  | CG-L | Gold Scales | LCD Backlit | External Calibration | Loadcell | Basic ($) | Yes | Yes | Yes | D
Jewelry Machines | Jewelry Scales & Balances | CG 303L | 300 g | 0.001 g |  | CG-L | Gold Scales | LCD Backlit | External Calibration | Loadcell | Basic ($) | Yes | No | No | D
Jewelry Machines | Jewelry Scales & Balances | CG 503L | 500 g | 0.001 g |  | CG-L | Gold Scales | LCD Backlit | External Calibration | Loadcell | Basic ($) | Yes | No | No | D
Jewelry Machines | Jewelry Scales & Balances | ALT 3102C | 3100 g | 0.01 g |  | ALT | Gold Scales | Colour TFT Touchscreen | Automatic Motorised Internal Calibration (PSAC ) | Conventional EMFC | Elite ($$$) | Yes | Yes | Yes | D
Jewelry Machines | Jewelry Scales & Balances | ALT6102C | 6100 g | 0.01 g |  | ALT | Gold Scales | Colour TFT Touchscreen | Automatic Motorised Internal Calibration (PSAC ) | Conventional EMFC | Elite ($$$) | Yes | Yes | Yes | D
Jewelry Machines | Jewelry Scales & Balances | CY 10002C | 10000 g | 0.01 g |  | CY | Gold Scales | LCD Backlit | Automatic Motorised Internal Calibration (PSAC ) | Singleblock EMFC | Standard ($$) | Yes | Yes | Yes | D
Jewelry Machines | Jewelry Scales & Balances | CY12002HC | 12000 g | 0.01 g |  | CY | Gold Scales | LCD Backlit | Automatic Motorised Internal Calibration (PSAC ) | Singleblock EMFC | Standard ($$) | Yes | Yes | Yes | D
Jewelry Machines | Jewelry Scales & Balances | ALT 3102 | 3100 g | 0.01 g |  | ALT | Gold Scales | Colour TFT Touchscreen | External Calibration | Conventional EMFC | Elite ($$$) | Yes | Yes | Yes | D
Jewelry Machines | Jewelry Scales & Balances | ALT6102 | 6100 g | 0.01 g |  | ALT | Gold Scales | Colour TFT Touchscreen | External Calibration | Conventional EMFC | Elite ($$$) | Yes | Yes | Yes | D
Jewelry Machines | Jewelry Scales & Balances | CY 3102C | 3100 g | 0.01 g |  | CY | Gold Scales | LCD Backlit | Automatic Motorised Internal Calibration (PSAC ) | Conventional EMFC | Standard ($$) | Yes | Yes | Yes | D
Jewelry Machines | Jewelry Scales & Balances | CY 6102C | 6100 g | 0.01 g |  | CY | Gold Scales | LCD Backlit | Automatic Motorised Internal Calibration (PSAC ) | Conventional EMFC | Standard ($$) | Yes | Yes | Yes | D
Jewelry Machines | Jewelry Scales & Balances | CY 3102 | 3100 g | 0.01 g |  | CY | Gold Scales | LCD Backlit | External Calibration | Conventional EMFC | Standard ($$) | Yes | Yes | Yes | D
Jewelry Machines | Jewelry Scales & Balances | CY 6102 | 6100 g | 0.01 g |  | CY | Gold Scales | LCD Backlit | External Calibration | Conventional EMFC | Standard ($$) | Yes | Yes | Yes | D
Jewelry Machines | Jewelry Scales & Balances | CG 302 | 300 g | 0.01 g |  | CG | Gold Scales | LED | External Calibration | Loadcell | Basic ($) | Yes | No | No | D
Jewelry Machines | Jewelry Scales & Balances | CG 602 | 600 g | 0.01 g |  | CG | Gold Scales | LED | External Calibration | Loadcell | Basic ($) | Yes | No | No | D
Jewelry Machines | Jewelry Scales & Balances | CG 1202 | 1200 g | 0.01 g |  | CG | Gold Scales | LED | External Calibration | Loadcell | Basic ($) | Yes | No | No | D
Jewelry Machines | Jewelry Scales & Balances | CG 302L | 300 g | 0.01 g |  | CG-L | Gold Scales | LCD Backlit | External Calibration | Loadcell | Basic ($) | Yes | No | No | D
Jewelry Machines | Jewelry Scales & Balances | CG 602L | 600 g | 0.01 g |  | CG-L | Gold Scales | LCD Backlit | External Calibration | Loadcell | Basic ($) | Yes | Yes | Yes | D
Jewelry Machines | Jewelry Scales & Balances | CG 1202L | 1200 g | 0.01 g |  | CG-L | Gold Scales | LCD Backlit | External Calibration | Loadcell | Basic ($) | Yes | Yes | Yes | D
Jewelry Machines | Jewelry Scales & Balances | CG 2002L | 2000 g | 0.01 g |  | CG-L | Gold Scales | LCD Backlit | External Calibration | Loadcell | Basic ($) | Yes | Yes | Yes | D
Jewelry Machines | Jewelry Scales & Balances | CY 3101 | 3100 g | 0.1 g |  | CY | Silver Scales | LCD Backlit | External Calibration | Conventional EMFC | Standard ($$) | Yes | Yes | Yes | D
Jewelry Machines | Jewelry Scales & Balances | CY 6101 | 6100 g | 0.1 g |  | CY | Silver Scales | LCD Backlit | External Calibration | Conventional EMFC | Standard ($$) | Yes | Yes | Yes | D
Jewelry Machines | Jewelry Scales & Balances | AXR 15K1HC | 15 Kg | 0.1 g |  | AXR | Silver Scales | Colour TFT Touchscreen | Automatic Motorised Internal Calibration (PSAC ) | Singleblock EMFC | Premium ($$$$) | Yes | Yes | Yes | D
Jewelry Machines | Jewelry Scales & Balances | AXR 35K1HC | 35 kg | 0.1 g |  | AXR | Silver Scales | Colour TFT Touchscreen | Automatic Motorised Internal Calibration (PSAC ) | Singleblock EMFC | Premium ($$$$) | Yes | Yes | Yes | D
Jewelry Machines | Jewelry Scales & Balances | AXR10K2HC | 10 Kg | 0.01 g |  | AXR | Gold Scales | Colour TFT Touchscreen | Automatic Motorised Internal Calibration (PSAC ) | Singleblock EMFC | Premium ($$$$) | Yes | Yes | Yes | D
Jewelry Machines | Jewelry Scales & Balances | AXR12K2HC | 12 Kg | 0.01 g |  | AXR | Gold Scales | Colour TFT Touchscreen | Automatic Motorised Internal Calibration (PSAC ) | Singleblock EMFC | Premium ($$$$) | Yes | Yes | Yes | D
Jewelry Machines | Jewelry Scales & Balances | CY 15001H | 15 Kg | 0.1 g |  | CY | Silver Scales | LCD Backlit | External Calibration | Singleblock EMFC | Standard ($$) | Yes | Yes | Yes | D
Jewelry Machines | Jewelry Scales & Balances | CY 25001H | 25 Kg | 0.1 g |  | CY | Silver Scales | LCD Backlit | External Calibration | Singleblock EMFC | Standard ($$) | Yes | No | Yes | D
Jewelry Machines | Jewelry Scales & Balances | CY 35001H | 35 kg | 0.1 g |  | CY | Silver Scales | LCD Backlit | External Calibration | Singleblock EMFC | Standard ($$) | Yes | Yes | Yes | D
Jewelry Machines | Jewelry Scales & Balances | CG 3001L | 3000 g | 0.1 g |  | CG-L | Silver Scales | LCD Backlit | External Calibration | Loadcell | Basic ($) | Yes | Yes | Yes | D
Jewelry Machines | Jewelry Scales & Balances | CG 6001L | 6000 g | 0.1 g |  | CG-L | Silver Scales | LCD Backlit | External Calibration | Loadcell | Basic ($) | Yes | Yes | Yes | D
Jewelry Machines | Jewelry Scales & Balances | CG 10001L | 10000 g | 0.1 g |  | CG-L | Silver Scales | LCD Backlit | External Calibration | Loadcell | Basic ($) | Yes | Yes | Yes | D
Jewelry Machines | Jewelry Scales & Balances | CG 15001L | 15 Kg | 0.1 g |  | CG-L | Silver Scales | LCD Backlit | External Calibration | Loadcell | Basic ($) | Yes | Yes | Yes | D
Jewelry Machines | Jewelry Scales & Balances | CG 30001L | 30 kg | 0.1 g |  | CG-L | Silver Scales | LCD Backlit | External Calibration | Loadcell | Basic ($) | Yes | Yes | Yes | D
Jewelry Machines | Jewelry Scales & Balances | CY 613 GT | 610 g | 0.001 g |  | CY-GT | Karat Tester | LCD Backlit | External Calibration | Conventional EMFC | Elite ($$$) | Yes | Yes | Yes | D
Jewelry Machines | Jewelry Scales & Balances | CY 612 GT | 610 g | 0.01 g |  | CY-GT | Karat Tester | LCD Backlit | External Calibration | Conventional EMFC | Elite ($$$) | Yes | Yes | Yes | D
Jewelry Machines | Jewelry Scales & Balances | CY 3102 GT | 3100 g | 0.01 g |  | CY-GT | Karat Tester | LCD Backlit | External Calibration | Conventional EMFC | Elite ($$$) | Yes | Yes | Yes | D
Jewelry Machines |  |  | Types | X- Ray Direction |  |  |  | Detector | Accuracy
Jewelry Machines | XRF Instruments - Gold Testing Machine | Cube- Proportional Counter | Benchtop XRF | Top-Down |  | Cube | XRF Instruments - Gold Testing Machine | Proportional Counter | Standard |  | Basic ($) | Yes | Yes | No
Jewelry Machines | XRF Instruments - Gold Testing Machine | Cube - Si-PIN | Benchtop XRF | Top-Down |  | Cube | XRF Instruments - Gold Testing Machine | Si-PIN | High |  | Elite ($$$) | Yes | Yes | Yes
Jewelry Machines | XRF Instruments - Gold Testing Machine | Cube - FSDD | Benchtop XRF | Top-Down |  | Cube | XRF Instruments - Gold Testing Machine | FSDD | Very High |  | Premium ($$$$) | Yes | Yes | Yes
Jewelry Machines | XRF Instruments - Gold Testing Machine | Compact Eco - Proportional Counter | Benchtop XRF | Top-Down |  | Compact Eco | XRF Instruments - Gold Testing Machine | Proportional Counter | Standard |  | Basic ($) | Yes | Yes | Yes
Jewelry Machines | XRF Instruments - Gold Testing Machine | Compact Eco - Si-PIN | Benchtop XRF | Top-Down |  | Compact Eco | XRF Instruments - Gold Testing Machine | Si-PIN | High |  | Elite ($$$) | Yes | Yes | Yes
Jewelry Machines | XRF Instruments - Gold Testing Machine | Compact Eco - FSDD | Benchtop XRF | Top-Down |  | Compact Eco | XRF Instruments - Gold Testing Machine | FSDD | Very High |  | Premium ($$$$) | Yes | Yes | Yes
Jewelry Machines | XRF Instruments - Gold Testing Machine | StaRk - Proportional Counter | Benchtop XRF | Bottom-Up |  | StaRk | XRF Instruments - Gold Testing Machine | Proportional Counter | Standard |  | Basic ($) | Yes | Yes | No
Jewelry Machines | XRF Instruments - Gold Testing Machine | StaRk - Si-PIN | Benchtop XRF | Bottom-Up |  | StaRk | XRF Instruments - Gold Testing Machine | Si-PIN | High |  | Elite ($$$) | Yes | Yes | No
Jewelry Machines | XRF Instruments - Gold Testing Machine | StaRk - FSDD | Benchtop XRF | Bottom-Up |  | StaRk | XRF Instruments - Gold Testing Machine | FSDD | Very High |  | Premium ($$$$) | Yes | Yes | No
Jewelry Machines | XRF Instruments - Gold Testing Machine | StaRk In-Built - Proportional Counter | Compact with Built-In Screen | Bottom-Up |  | StaRk In-Built | XRF Instruments - Gold Testing Machine | Proportional Counter | Standard |  | Basic ($) | Yes | Yes | No
Jewelry Machines | XRF Instruments - Gold Testing Machine | StaRk In-Built -Si-PIN | Compact with Built-In Screen | Bottom-Up |  | StaRk In-Built | XRF Instruments - Gold Testing Machine | Si-PIN | High |  | Elite ($$$) | Yes | Yes | Yes
Jewelry Machines | XRF Instruments - Gold Testing Machine | StaRk In-Built - FSDD | Compact with Built-In Screen | Bottom-Up |  | StaRk In-Built | XRF Instruments - Gold Testing Machine | FSDD | Very High |  | Premium ($$$$) | Yes | Yes | Yes
Jewelry Machines | XRF Instruments - Gold Testing Machine | StaRk Pro - Si-PIN | Benchtop XRF | Bottom-Up |  | StaRk Pro | XRF Instruments - Gold Testing Machine | Si-PIN | High |  | Elite ($$$) | Yes | Yes | Yes
Jewelry Machines | XRF Instruments - Gold Testing Machine | StaRk Pro - FSDD | Benchtop XRF | Bottom-Up |  | StaRk Pro | XRF Instruments - Gold Testing Machine | FSDD | Very High |  | Premium ($$$$) | Yes | Yes | Yes
Jewelry Machines | XRF Instruments - Gold Testing Machine | StaRk Pro In-build- Si-PIN | Benchtop XRF | Bottom-Up |  | StaRk Pro In-build | XRF Instruments - Gold Testing Machine | Si-PIN
Jewelry Machines | XRF Instruments - Gold Testing Machine | StaRk Pro In-built FSDD | Benchtop XRF | Bottom-Up |  | StaRk Pro In-build | XRF Instruments - Gold Testing Machine | FSDD
Jewelry Machines | XRF Instruments - Gold Testing Machine | Axiom - Proportional Counter | Benchtop XRF | Bottom-Up |  | Axiom | XRF Instruments - Gold Testing Machine | Proportional Counter | Standard |  | Standard ($$) | Yes | Yes | No
Jewelry Machines | XRF Instruments - Gold Testing Machine | Axiom- Si-PIN | Benchtop XRF | Bottom-Up |  | Axiom | XRF Instruments - Gold Testing Machine | Si-PIN | High |  | Elite ($$$) | Yes | Yes | Yes
Jewelry Machines | XRF Instruments - Gold Testing Machine | Axiom- FSDD | Benchtop XRF | Bottom-Up |  | Axiom | XRF Instruments - Gold Testing Machine | FSDD | Very High |  | Premium ($$$$) | Yes | Yes | Yes
Jewelry Machines | XRF Instruments - Gold Testing Machine | Nanoris - Si-PIN | Handheld | Both (Top-Down and Bottom-Up) |  | Nanoris | XRF Instruments - Gold Testing Machine | Si-PIN | High |  | Elite ($$$) | Yes | Yes | Yes
Jewelry Machines | XRF Instruments - Gold Testing Machine | Nanoris - FSDD | Handheld | Both (Top-Down and Bottom-Up) |  | Nanoris | XRF Instruments - Gold Testing Machine | FSDD | Very High |  | Premium ($$$$) | Yes | Yes | Yes
Jewelry Machines |  |  | Types | Laser Power (W)
Jewelry Machines | Laser Engraver & Cutting | LM 20 | Marking / Engraver | 20 |  | LM | Laser Engraver & Cutting |  |  |  | Standard ($$) | Yes | Yes | Yes
Jewelry Machines | Laser Engraver & Cutting | LM 60 | Marking / Engraver | 60 |  | LM | Laser Engraver & Cutting |  |  |  | Standard ($$) | Yes | Yes | Yes
Jewelry Machines | Laser Engraver & Cutting | CFM 20 | Marking / Engraver | 20 |  | CFM | Laser Engraver & Cutting |  |  |  | Elite ($$$) | Yes | Yes | Yes
Jewelry Machines | Laser Engraver & Cutting | CFM 30 | Marking / Engraver | 30 |  | CFM | Laser Engraver & Cutting |  |  |  | Elite ($$$) | Yes | No | No
Jewelry Machines | Laser Engraver & Cutting | CFM 50 | Marking / Engraver /Cutting | 50 |  | CFM | Laser Engraver & Cutting |  |  |  | Elite ($$$) | Yes | No | No
Jewelry Machines | Laser Engraver & Cutting | CFM 60 | Marking / Engraver /Cutting | 60 |  | CFM | Laser Engraver & Cutting |  |  |  | Elite ($$$) | Yes | No | No
Jewelry Machines | Laser Engraver & Cutting | CFM 100 | Marking / Engraver /Cutting | 100 |  | CFM | Laser Engraver & Cutting |  |  |  | Elite ($$$) | Yes | Yes | Yes
Jewelry Machines | Laser Engraver & Cutting | CLEP 10 | Marking / Engraver | 10 |  | CLEP | Laser Engraver & Cutting |  |  |  | Basic ($) | Yes | No | No
Jewelry Machines | Laser Engraver & Cutting | Multicolour Laser Engraver | Multicolour Marking / Engraver |  |  | CLM | Laser Engraver & Cutting |  |  |  | Premium ($$$$) | Yes | Yes | Yes
Jewelry Machines | Laser Engraver & Cutting | CFM 3D - 30 | 3D Marking / Engraver | 30 |  | CFM 3D | Laser Engraver & Cutting |  |  |  | Premium ($$$$) | Yes | No | No
Jewelry Machines | Laser Engraver & Cutting | CFM 3D - 50 | Marking / Engraver /Cutting | 50 |  | CFM 3D | Laser Engraver & Cutting |  |  |  | Premium ($$$$) | Yes | No | No
Jewelry Machines | Laser Engraver & Cutting | CFM 3D - 100 | Marking / Engraver /Cutting | 100 |  | CFM 3D | Laser Engraver & Cutting |  |  |  | Premium ($$$$) | Yes | No | No
Jewelry Machines |  |  | Types | Camera | Energy |  |  | Peak Power | Average Power (W) | Microscope
Jewelry Machines | Laser Spot Welding Machines | Stout 180 | Desktop | In-screen Camera | 180 J | Stout | Laser Spot Welding Machines | 9 kW | 90 W | 10x Leica sterio | Elite ($$$) | Yes | Yes | Yes
Jewelry Machines | Laser Spot Welding Machines | Stout 225 | Desktop | In-screen Camera | 225 J | Stout | Laser Spot Welding Machines | 9 kW | 100 W | 10x Leica sterio | Elite ($$$) | Yes | Yes | Yes
Jewelry Machines | Laser Spot Welding Machines | Stout 250 | Desktop | In-screen Camera | 250 J | Stout | Laser Spot Welding Machines | 10kW | 100 W | 10x Leica sterio | Elite ($$$) | Yes | No | No
Jewelry Machines | Laser Spot Welding Machines | Stout 180 - 3D | Desktop | In-screen Camera | 180 J | Stout | Laser Spot Welding Machines | 9 kW | 90 W | Lynx Sterio 3D Vision | Premium ($$$$) | Yes | Yes | Yes
Jewelry Machines | Laser Spot Welding Machines | Stout 225 - 3D | Desktop | In-screen Camera | 225 J | Stout | Laser Spot Welding Machines | 9 kW | 100 W | Lynx Sterio 3D Vision | Premium ($$$$) | Yes | Yes | Yes
Jewelry Machines | Laser Spot Welding Machines | Stout 250 - 3D | Desktop | In-screen Camera | 250 J | Stout | Laser Spot Welding Machines | 10kW | 100 W | Lynx Sterio 3D Vision | Premium ($$$$) | Yes | No | No
Jewelry Machines | Laser Spot Welding Machines | Forza 60 | Desktop | No camera | 60 J | Forza | Laser Spot Welding Machines | 3 kW | 30 W | 10x Aczet sterio Microscope | Basic ($) | Yes | Yes | Yes
Jewelry Machines | Laser Spot Welding Machines | Forza 100 | Desktop | No camera | 100 J | Forza | Laser Spot Welding Machines | 4 kW | 45 W | 10x Aczet sterio Microscope | Basic ($) | Yes | Yes | Yes
Jewelry Machines | Laser Spot Welding Machines | Forza 160 | Desktop | In-screen Camera | 160 J | Forza | Laser Spot Welding Machines | 6.5 kW | 75 W | 10x Aczet sterio Microscope | Standard ($$) | Yes | Yes | Yes
Jewelry Machines | Laser Spot Welding Machines | CMLW 200 | Floor‑Mounted | In-screen Camera | 100 J | CMLW | Laser Spot Welding Machines | ? | 200 W | 10x sterio Microscope | Basic ($) | Yes | No | No
Jewelry Machines |  |  | Melting Capacity
Jewelry Machines | Induction Melting Machines | IM 1 | 1 kg |  |  | IM | Induction Melting Machines |  |  |  |  | Yes | No | No
Jewelry Machines | Induction Melting Machines | IM 2 | 2 kg |  |  | IM | Induction Melting Machines |  |  |  |  | Yes | No | No
Jewelry Machines | Induction Melting Machines | IM 5 | 5 kg |  |  | IM | Induction Melting Machines |  |  |  |  | Yes | No | No
Jewelry Machines |  |  | Tank Capacity (Ltr.) | Tank Sizes (mm)
Jewelry Machines | Ultrasonic Cleaners | CUB 2 | 1.8 | 150 x 140 x 100 |  | CUB | Ultrasonic Cleaners |  |  |  |  | Yes | No | Yes | D
Jewelry Machines | Ultrasonic Cleaners | CUB 5 | 4.5 | 300 x 155 x 100 |  | CUB | Ultrasonic Cleaners |  |  |  |  | Yes | No | Yes | D
Jewelry Machines | Ultrasonic Cleaners | CUB 10 | 9.8 | 300 x 240 x 150 |  | CUB | Ultrasonic Cleaners |  |  |  |  | Yes | No | Yes | D
Jewelry Machines | Ultrasonic Cleaners | CUB 15 | 13.8 | 330 x 300 x 150 |  | CUB | Ultrasonic Cleaners |  |  |  |  | Yes | No | Yes | D
Jewelry Machines | Ultrasonic Cleaners | CUB 22 | 20 | 500 x 300 x 150 |  | CUB | Ultrasonic Cleaners |  |  |  |  | Yes | No | Yes | D
Jewelry Machines | Accessories forJewelry Machines | CPR 03 |  |  | AXR |  | Printer |  |  |  |  | Yes | Yes | Yes | D
Jewelry Machines | Accessories forJewelry Machines | CPR 02 |  |  | ALT,CY,CM |  | Printer |  |  |  |  | Yes | Yes | Yes | D
Jewelry Machines | Accessories forJewelry Machines | CLP 04 |  |  | AXR |  | Printer |  |  |  |  | Yes | Yes | Yes | D
Jewelry Machines | Accessories forJewelry Machines | CBR 01 |  |  | AXR |  | Barcode Reader |  |  |  |  | Yes | Yes | Yes | D
Jewelry Machines | Accessories forJewelry Machines | CI 01 |  |  | AXR,CM |  | Antistatic Ionizer |  |  |  |  | Yes | Yes | Yes | D
Jewelry Machines | Accessories forJewelry Machines | VRD-AVT |  |  | AXR,CM,ALT,CY |  | Weighing table |  |  |  |  | Yes | No | Yes | D
Jewelry Machines | Accessories forJewelry Machines | VRD 03 |  |  | AXR,ALT,CY |  | Weighing table |  |  |  |  | Yes | No | Yes | D
Jewelry Machines | Accessories forJewelry Machines | SRD 01 |  |  | CY |  | Remote Display |  |  |  |  | Yes | Yes | Yes | D
Jewelry Machines | Accessories forJewelry Machines | XMC |  |  | Cube, Compact eco, StaRk, Axiom |  | Multicollimator Changer | Multi-collimator - max 6 different custom size and shapes including round, square or rectangular is available across all series. |  |  |  | Yes | Yes | Yes
Jewelry Machines | Accessories forJewelry Machines | XBW |  |  | Cube, Compact eco, StaRk, Axiom |  | BE Window Xray tube |  |  |  |  | Yes | Yes | Yes
Jewelry Machines | Accessories forJewelry Machines | XRP |  |  | Axiom |  | Red Light Pointer |  |  |  |  | Yes | Yes | Yes
Jewelry Machines | Accessories forJewelry Machines | XMS |  |  | Axiom |  | XY motrorised Stage with Joystick |  |  |  |  | Yes | Yes | Yes
Jewelry Machines | Accessories forJewelry Machines | XCS |  |  | Cube, Compact eco, StaRk, Stark Pro, Axiom, Nanoris |  | Calibration Standard |  |  |  |  | Yes | Yes | Yes
Jewelry Machines | Accessories forJewelry Machines | XLJ |  |  | Cube, Compact eco |  | Lab Jack Stand Table |  |  |  |  | Yes | Yes | Yes
Jewelry Machines | Accessories forJewelry Machines | XLC |  |  | Stark, Stark Pro |  | Liquid sample container |  |  |  |  | Yes | Yes | Yes
Jewelry Machines | Accessories forJewelry Machines | XHS |  |  | Nanoris |  | Holding Stand |  |  |  |  | Yes | Yes | Yes
Jewelry Machines | Accessories forJewelry Machines | LSR |  |  | LM, CFM |  | Standard Rotary |  |  |  |  | Yes | Yes | Yes
Jewelry Machines | Accessories forJewelry Machines | LPR |  |  | LM, CFM |  | Professional Rotary |  |  |  |  | Yes | Yes | Yes
Jewelry Machines | Accessories forJewelry Machines | LCZ |  |  | LM, CFM |  | Cutting Zing |  |  |  |  | Yes | Yes | Yes
Jewelry Machines | Accessories forJewelry Machines | LEP |  |  | LM, CFM |  | Eye protection Cover |  |  |  |  | Yes | Yes | Yes
Jewelry Machines | Accessories forJewelry Machines | LDC |  |  | LM, CFM |  | Dust Collector |  |  |  |  | Yes | Yes | Yes
Jewelry Machines | Accessories forJewelry Machines | LWC |  |  | Forza |  | External Water Chiller |  |  |  |  | Yes | Yes | Yes
Jewelry Machines | Accessories forJewelry Machines | LWA |  |  | Stout ,Forza |  | Internal Wrist Arm |  |  |  |  | Yes | Yes | Yes
Jewelry Machines | Accessories forJewelry Machines | LMT |  |  | Stout ,Forza |  | Motorised Table |  |  |  |  | Yes | Yes | Yes
Industrial Machines |  |  | Types | X- Ray Direction | Focus |  |  | Accuracy
Industrial Machines | XRF Instruments - Coating Thickness measurement | Compact Eco - Proportional Counter | Benchtop XRF | Top-Down |  | Compact Eco | XRF Instruments - Coating Thickness measurement | Proportional Counter | Standard |  | Basic ($) | Yes | Yes | Yes | D
Industrial Machines | XRF Instruments - Coating Thickness measurement | Compact Eco - Si-PIN | Benchtop XRF | Top-Down |  | Compact Eco | XRF Instruments - Coating Thickness measurement | Si-PIN | High |  | Elite ($$$) | Yes | Yes | Yes | D
Industrial Machines | XRF Instruments - Coating Thickness measurement | Compact Eco - FSDD | Benchtop XRF | Top-Down |  | Compact Eco | XRF Instruments - Coating Thickness measurement | FSDD | Very High |  | Premium ($$$$) | Yes | Yes | Yes | D
Industrial Machines | XRF Instruments - Coating Thickness measurement | StaRk - Proportional Counter | Benchtop XRF | Bottom-Up |  | StaRk | XRF Instruments - Coating Thickness measurement | Proportional Counter | Standard |  | Basic ($) | Yes | Yes | No | D
Industrial Machines | XRF Instruments - Coating Thickness measurement | StaRk - Si-PIN | Benchtop XRF | Bottom-Up |  | StaRk | XRF Instruments - Coating Thickness measurement | Si-PIN | High |  | Elite ($$$) | Yes | Yes | No | D
Industrial Machines | XRF Instruments - Coating Thickness measurement | StaRk - FSDD | Benchtop XRF | Bottom-Up |  | StaRk | XRF Instruments - Coating Thickness measurement | FSDD | Very High |  | Premium ($$$$) | Yes | Yes | No | D
Industrial Machines | XRF Instruments - Coating Thickness measurement | Axiom - Proportional Counter | Benchtop XRF | Bottom-Up |  | Axiom | XRF Instruments - Coating Thickness measurement | Proportional Counter | Standard |  | Standard ($$) | Yes | Yes | No | D
Industrial Machines | XRF Instruments - Coating Thickness measurement | Axiom- Si-PIN | Benchtop XRF | Bottom-Up |  | Axiom | XRF Instruments - Coating Thickness measurement | Si-PIN | High |  | Elite ($$$) | Yes | Yes | Yes | D
Industrial Machines | XRF Instruments - Coating Thickness measurement | Axiom- FSDD | Benchtop XRF | Bottom-Up |  | Axiom | XRF Instruments - Coating Thickness measurement | FSDD | Very High |  | Premium ($$$$) | Yes | Yes | Yes | D
Industrial Machines | XRF Instruments - Coating Thickness measurement | Cube- Proportional Counter | Benchtop XRF | Top-Down |  | Cube | XRF Instruments - Coating Thickness measurement | Proportional Counter | Standard |  | Basic ($) | Yes | Yes | No | D
Industrial Machines | XRF Instruments - Coating Thickness measurement | Cube - Si-PIN | Benchtop XRF | Top-Down |  | Cube | XRF Instruments - Coating Thickness measurement | Si-PIN | High |  | Elite ($$$) | Yes | Yes | Yes | D
Industrial Machines | XRF Instruments - Coating Thickness measurement | Cube - FSDD | Benchtop XRF | Top-Down |  | Cube | XRF Instruments - Coating Thickness measurement | FSDD | Very High |  | Premium ($$$$) | Yes | Yes | Yes | D
Industrial Machines | XRF Instruments - Alloy, PMI, Mining, RoHS | Nanoris - Si-PIN | Handheld | Both (Top-Down and Bottom-Up) |  | Nanoris | XRF Instruments - Alloy, PMI, Mining, RoHS | Si-PIN | High |  | Elite ($$$) | Yes | Yes | Yes | D
Industrial Machines | XRF Instruments - Alloy, PMI, Mining, RoHS | Nanoris - FSDD | Handheld | Both (Top-Down and Bottom-Up) | Nanoris |  | XRF Instruments - Alloy, PMI, Mining, RoHS | FSDD | Very High |  | Premium ($$$$) | Yes | Yes | Yes | D
Industrial Machines |  |  | Types | Camera | Energy |  |  | Peak Power | Average Power (W) | Microscope
Industrial Machines | Laser Spot Welding Machines | Stout 180 | Desktop | In-screen Camera | 180 J | Stout | Laser Spot Welding Machines | 9 kW | 90 W | 10x Leica sterio | Elite ($$$) | Yes | Yes | Yes | D
Industrial Machines | Laser Spot Welding Machines | Stout 225 | Desktop | In-screen Camera | 225 J | Stout | Laser Spot Welding Machines | 9 kW | 100 W | 10x Leica sterio | Elite ($$$) | Yes | Yes | Yes | D
Industrial Machines | Laser Spot Welding Machines | Stout 250 | Desktop | In-screen Camera | 250 J | Stout | Laser Spot Welding Machines | 10kW | 100 W | 10x Leica sterio | Elite ($$$) | Yes | No | No | D
Industrial Machines | Laser Spot Welding Machines | Stout 180 - 3D | Desktop | In-screen Camera | 180 J | Stout | Laser Spot Welding Machines | 9 kW | 90 W | Lynx Sterio 3D Vision | Premium ($$$$) | Yes | Yes | Yes | D
Industrial Machines | Laser Spot Welding Machines | Stout 225 - 3D | Desktop | In-screen Camera | 225 J | Stout | Laser Spot Welding Machines | 9 kW | 100 W | Lynx Sterio 3D Vision | Premium ($$$$) | Yes | Yes | Yes | D
Industrial Machines | Laser Spot Welding Machines | Stout 250 - 3D | Desktop | In-screen Camera | 250 J | Stout | Laser Spot Welding Machines | 10kW | 100 W | Lynx Sterio 3D Vision | Premium ($$$$) | Yes | No | No | D
Industrial Machines | Laser Spot Welding Machines | Forza 60 | Desktop | No camera | 60 J | Forza | Laser Spot Welding Machines | 3 kW | 30 W | 10x Aczet sterio Microscope | Basic ($) | Yes | Yes | Yes | D
Industrial Machines | Laser Spot Welding Machines | Forza 100 | Desktop | No camera | 100 J | Forza | Laser Spot Welding Machines | 4 kW | 45 W | 10x Aczet sterio Microscope | Basic ($) | Yes | Yes | Yes | D
Industrial Machines | Laser Spot Welding Machines | Forza 160 | Desktop | In-screen Camera | 160 J | Forza | Laser Spot Welding Machines | 6.5 kW | 75 W | 10x Aczet sterio Microscope | Standard ($$) | Yes | Yes | Yes | D
Industrial Machines | Laser Engraver & Cutting | LM 20 | Marking / Engraver |  | 20 | LM | Laser Engraver & Cutting |  |  |  | Standard ($$) | Yes | Yes | Yes | D
Industrial Machines | Laser Engraver & Cutting | LM 60 | Marking / Engraver |  | 60 | LM | Laser Engraver & Cutting |  |  |  | Standard ($$) | Yes | Yes | Yes | D
Industrial Machines | Laser Engraver & Cutting | CFM 20 | Marking / Engraver |  | 20 | CFM | Laser Engraver & Cutting |  |  |  | Elite ($$$) | Yes | Yes | Yes | D
Industrial Machines | Laser Engraver & Cutting | CFM 30 | Marking / Engraver |  | 30 | CFM | Laser Engraver & Cutting |  |  |  | Elite ($$$) | Yes | No | No | D
Industrial Machines | Laser Engraver & Cutting | CFM 50 | Marking / Engraver /Cutting |  | 50 | CFM | Laser Engraver & Cutting |  |  |  | Elite ($$$) | Yes | No | No | D
Industrial Machines | Laser Engraver & Cutting | CFM 60 | Marking / Engraver /Cutting |  | 60 | CFM | Laser Engraver & Cutting |  |  |  | Elite ($$$) | Yes | No | No | D
Industrial Machines | Laser Engraver & Cutting | CFM 100 | Marking / Engraver /Cutting |  | 100 | CFM | Laser Engraver & Cutting |  |  |  | Elite ($$$) | Yes | Yes | Yes | D
Industrial Machines | Laser Engraver & Cutting | CLEP 10 | Marking / Engraver |  | 10 | CLEP | Laser Engraver & Cutting |  |  |  | Basic ($) | Yes | No | No | D
Industrial Machines |  |  | Tank Capacity (Ltr.) | Tank Sizes (mm)
Industrial Machines | Ultrasonic Cleaners | CUB 2 | 1.8 | 150 x 140 x 100 |  | CUB | Ultrasonic Cleaners |  |  |  |  | Yes | No | Yes | D
Industrial Machines | Ultrasonic Cleaners | CUB 5 | 4.5 | 300 x 155 x 100 |  | CUB | Ultrasonic Cleaners |  |  |  |  | Yes | No | Yes | D
Industrial Machines | Ultrasonic Cleaners | CUB 10 | 9.8 | 300 x 240 x 150 |  | CUB | Ultrasonic Cleaners |  |  |  |  | Yes | No | Yes | D
Industrial Machines | Ultrasonic Cleaners | CUB 15 | 13.8 | 330 x 300 x 150 |  | CUB | Ultrasonic Cleaners |  |  |  |  | Yes | No | Yes | D
Industrial Machines | Ultrasonic Cleaners | CUB 22 | 20 | 500 x 300 x 150 |  | CUB | Ultrasonic Cleaners |  |  |  |  | Yes | No | Yes | D
Industrial Machines |  |  | Weighing Capacity | Readability | Density Resolution
Industrial Machines | Density Scales | CY 204GT | 220 g | 0.1 mg | 0.0001 g/cm³ | CY-GT | Density Scales |  |  |  |  | Yes | Yes | Yes | D
Industrial Machines | Density Scales | CY 613GT | 610 g | 0.001 g | 0.001 g/cm³ | CY-GT | Density Scales |  |  |  |  | Yes | Yes | Yes | D
Industrial Machines | Density Scales | CY 3102GT | 3100 g | 0.01 g | 0.01 g/cm³ | CY-GT | Density Scales |  |  |  |  | Yes | Yes | Yes | D
Industrial Machines | Accessories Industrial Machines | CPR 02 |  |  | ALT,CY,CM |  | Printer |  |  |  |  | Yes | Yes | Yes | D
Industrial Machines | Accessories Industrial Machines | SRD 01 |  |  | CY |  | Remote Display |  |  |  |  | Yes | Yes | Yes | D
Industrial Machines | Accessories Industrial Machines | XMC |  |  | Cube, Compact eco, StaRk, Axiom |  | Multicollimator Changer | Multi-collimator - max 6 different custom size and shapes including round, square or rectangular is available across all series. |  |  |  | Yes | Yes | Yes | D
Industrial Machines | Accessories Industrial Machines | XBW |  |  | Cube, Compact eco, StaRk, Axiom |  | BE Window Xray tube |  |  |  |  | Yes | Yes | Yes | D
Industrial Machines | Accessories Industrial Machines | XRP |  |  | Axiom |  | Red Light Pointer |  |  |  |  | Yes | Yes | Yes | D
Industrial Machines | Accessories Industrial Machines | XMS |  |  | Axiom |  | XY motrorised Stage with Joystick |  |  |  |  | Yes | Yes | Yes | D
Industrial Machines | Accessories Industrial Machines | XCS |  |  | Cube, Compact eco, StaRk, Stark Pro, Axiom, Nanoris |  | Calibration Standard |  |  |  |  | Yes | Yes | Yes | D
Industrial Machines | Accessories Industrial Machines | XLJ |  |  | Cube, Compact eco |  | Lab Jack Stand Table |  |  |  |  | Yes | Yes | Yes | D
Industrial Machines | Accessories Industrial Machines | XLC |  |  | Stark, Stark Pro |  | Liquid sample container |  |  |  |  | Yes | Yes | Yes | D
Industrial Machines | Accessories Industrial Machines | XHS |  |  | Nanoris |  | Holding Stand |  |  |  |  | Yes | Yes | Yes | D
Industrial Machines | Accessories Industrial Machines | LSR |  |  | LM, CFM |  | Standard Rotary |  |  |  |  | Yes | Yes | Yes | D
Industrial Machines | Accessories Industrial Machines | LPR |  |  | LM, CFM |  | Professional Rotary |  |  |  |  | Yes | Yes | Yes | D
Industrial Machines | Accessories Industrial Machines | LCZ |  |  | LM, CFM |  | Cutting Zing |  |  |  |  | Yes | Yes | Yes | D
Industrial Machines | Accessories Industrial Machines | LEP |  |  | LM, CFM |  | Eye protection Cover |  |  |  |  | Yes | Yes | Yes | D
Industrial Machines | Accessories Industrial Machines | LDC |  |  | LM, CFM |  | Dust Collector |  |  |  |  | Yes | Yes | Yes | D
Industrial Machines | Accessories Industrial Machines | LWC |  |  | Forza |  | External Water Chiller |  |  |  |  | Yes | Yes | Yes | D
Industrial Machines | Accessories Industrial Machines | LWA |  |  | Stout ,Forza |  | Internal Wrist Arm |  |  |  |  | Yes | Yes | Yes | D
Industrial Machines | Accessories Industrial Machines | LMT |  |  | Stout ,Forza |  | Motorised Table |  |  |  |  | Yes | Yes | Yes | D
Industrial Weighing Solutions | Desk Scales |  | Weighing Capacity | Readability
Industrial Weighing Solutions | Desk Scales | CG 3 | 3 kg | 0.1 g |  | CG | Weighing Scales |  |  |  | Basic ($) | Yes | Yes | Yes
Industrial Weighing Solutions | Desk Scales | CG 6 | 6 kg | 0.5 g |  | CG | Weighing Scales |  |  |  | Basic ($) | Yes | Yes | Yes
Industrial Weighing Solutions | Desk Scales | CG 30 | 30 kg | 1 g |  | CG | Weighing Scales |  |  |  | Basic ($) | Yes | Yes | Yes
Industrial Weighing Solutions | Desk Scales | CG 3N | 3 kg | 0.1 g |  | CG-N | Counting Scales |  |  |  | Standard ($$) | Yes | No | Yes
Industrial Weighing Solutions | Desk Scales | CG 6N | 6 kg | 0.5 g |  | CG-N | Counting Scales |  |  |  | Standard ($$) | Yes | No | Yes
Industrial Weighing Solutions | Desk Scales | CG 30N | 30 kg | 1 g |  | CG-N | Counting Scales |  |  |  | Standard ($$) | Yes | No | Yes
Industrial Weighing Solutions | Desk Scales | CG 3S | 3 kg | 0.1 g |  | CG-S | Stainless Steel Scales |  |  |  | Standard ($$) | Yes | No | Yes
Industrial Weighing Solutions | Desk Scales | CG 6S | 6 kg | 0..5 g |  | CG-S | Stainless Steel Scales |  |  |  | Standard ($$) | Yes | No | Yes
Industrial Weighing Solutions | Desk Scales | CG 30S | 30 kg | 1 g |  | CG-S | Stainless Steel Scales |  |  |  | Standard ($$) | Yes | No | Yes
Industrial Weighing Solutions | Desk Scales | CG 6W | 6 kg | 2 g |  | CG-W | Water-Proof Scales |  |  |  | Standard ($$) | Yes | No | Yes
Industrial Weighing Solutions | Desk Scales | CG 15W | 15 kg | 5 g |  | CG-W | Water-Proof Scales |  |  |  | Standard ($$) | Yes | No | Yes
Industrial Weighing Solutions | Desk Scales | CG 3SF | 3 kg | 0.1 g |  | CG-SF | Flame Proof Scales |  |  |  | Standard ($$) | Yes | No | No
Industrial Weighing Solutions | Desk Scales | CG 6SF | 6 kg | 0..5 g |  | CG-SF | Flame Proof Scales |  |  |  | Standard ($$) | Yes | No | No
Industrial Weighing Solutions | Desk Scales | CG 30SF | 30 kg | 1 g |  | CG-SF | Flame Proof Scales |  |  |  | Standard ($$) | Yes | No | No
Industrial Weighing Solutions | Bench & Platform Scales | CTG 100K1 | 100 kg | 1 g |  | CTG-K | High Precision Scales |  |  |  | Standard ($$) | Yes | No | Yes
Industrial Weighing Solutions | Bench & Platform Scales | CTG 200K2 | 200 Kg | 2 g |  | CTG-K | High Precision Scales |  |  |  | Standard ($$) | Yes | No | Yes
Industrial Weighing Solutions | Bench & Platform Scales | CTG 500K10 | 500 Kg | 10 g |  | CTG-K | High Precision Scales |  |  |  | Standard ($$) | Yes | No | Yes
Industrial Weighing Solutions | Bench & Platform Scales | CTG 30 U | 30 kg | 5 g |  | CTG | Bench Scales |  |  |  |  | No | Yes | No
Industrial Weighing Solutions | Bench & Platform Scales | CTG 60 U | 60 kg | 10 g |  | CTG | Bench Scales |  |  |  |  | No | Yes | No
Industrial Weighing Solutions | Bench & Platform Scales | CTG 150 U | 150 kg | 10 gm |  | CTG | Bench Scales |  |  |  |  | No | Yes | No
Industrial Weighing Solutions | Bench & Platform Scales | CTG 300 U | 300 kg | 20 gm |  | CTG | Platform Scales |  |  |  |  | No | Yes | No
Industrial Weighing Solutions | Bench & Platform Scales | CTG 600 U | 600 kg | 50 gm |  | CTG | Platform Scales |  |  |  |  | No | Yes | No
Industrial Weighing Solutions | Bench & Platform Scales | CTG 60B | 60 kg | 5 g |  | CTG | Bench Scales |  |  |  |  | Yes | No | Yes
Industrial Weighing Solutions | Bench & Platform Scales | CTG 100B | 100 kg | 10 g |  | CTG | Bench Scales |  |  |  |  | Yes | No | Yes
Industrial Weighing Solutions | Bench & Platform Scales | CTG 60 | 60 kg | 5 g |  | CTG | Platform Scales |  |  |  |  | Yes | No | Yes
Industrial Weighing Solutions | Bench & Platform Scales | CTG 150 | 150 kg | 10 g |  | CTG | Platform Scales |  |  |  |  | Yes | No | Yes
Industrial Weighing Solutions | Bench & Platform Scales | CTG 300 | 300 kg | 20 g |  | CTG | Platform Scales |  |  |  |  | Yes | No | Yes
Industrial Weighing Solutions | Bench & Platform Scales | CTG 500 | 500 kg | 50 g |  | CTG | Platform Scales |  |  |  |  | Yes | No | Yes
Industrial Weighing Solutions | Bench & Platform Scales | CTG 501 | 500 kg | 100 g |  | CTG | Platform Scales |  |  |  |  | Yes | No | Yes
Industrial Weighing Solutions | Bench & Platform Scales | CTG 60S | 60 kg | 5 g |  | CTG | Bench Scales | Fully stainless steel |  |  |  | Yes | No | Yes
Industrial Weighing Solutions | Bench & Platform Scales | CTG 150S | 100 kg | 10 g |  | CTG | Bench Scales | Fully stainless steel |  |  |  | Yes | No | Yes
Industrial Weighing Solutions | Bench & Platform Scales | CTG 300S | 300 kg | 20 g |  | CTG | Platform Scales | Fully stainless steel |  |  |  | Yes | No | Yes
Industrial Weighing Solutions | Bench & Platform Scales | CTG 60N | 60 kg | 5 g |  | CTG-N | Counting Platform Scales |  |  |  |  | Yes | No | No
Industrial Weighing Solutions | Bench & Platform Scales | CTG 150N | 150 kg | 10 g |  | CTG-N | Counting Platform Scales |  |  |  |  | Yes | No | No
Industrial Weighing Solutions | Bench & Platform Scales | CTG 300N | 300 kg | 20 g |  | CTG-N | Counting Platform Scales |  |  |  |  | Yes | No | No
Industrial Weighing Solutions | Bench & Platform Scales | CTG 150L | 150 kg | 10 g |  | CTG-L | Airport Luggage Scales |  |  |  |  | Yes | No | No
Industrial Weighing Solutions | Bench & Platform Scales | CTG 300L | 300 kg | 20 g |  | CTG-L | Airport Luggage Scales |  |  |  |  | Yes | No | No
Industrial Weighing Solutions | Floor Scales | CTG 1T4L | 1 Ton | 100 g |  | CTG-T4L | Floor Scales |  |  |  |  | Yes | No | No
Industrial Weighing Solutions | Floor Scales | CTG 1T4L2 | 1 Ton | 100 g |  | CTG-T4L | Floor Scales |  |  |  |  | Yes | No | No
Industrial Weighing Solutions | Floor Scales | CTG 2T4L | 2 Ton | 500 g |  | CTG-T4L | Floor Scales |  |  |  |  | Yes | No | No
Industrial Weighing Solutions | Floor Scales | CTG 2T4L5 | 2 Ton | 500 g |  | CTG-T4L | Floor Scales |  |  |  |  | Yes | No | No
Industrial Weighing Solutions | Floor Scales | CTG 3T4L | 3 Ton | 500 g |  | CTG-T4L | Floor Scales |  |  |  |  | Yes | No | No
Industrial Weighing Solutions | Floor Scales | CTG 5T4L | 5 Ton | 1 kg |  | CTG-T4L | Floor Scales |  |  |  |  | Yes | No | No
Industrial Weighing Solutions | Floor Scales | CTG 5T4L2 | 5 Ton | 2 kg |  | CTG-T4L | Floor Scales |  |  |  |  | Yes | No | No
Industrial Weighing Solutions | Floor Scales | CTG 1T4LS | 1 Ton | 100 g |  | CTG-T4L | Floor Scales | Fully stainless steel |  |  |  | Yes | No | No
Industrial Weighing Solutions | Floor Scales | CTG 1T4L2S | 1 Ton | 100 g |  | CTG-T4L | Floor Scales | Fully stainless steel |  |  |  | Yes | No | No
Industrial Weighing Solutions | Floor Scales | CTG 2T4LS | 2 Ton | 500 g |  | CTG-T4L | Floor Scales | Fully stainless steel |  |  |  | Yes | No | No
Industrial Weighing Solutions | Floor Scales | CTG 2T4L5S | 2 Ton | 500 g |  | CTG-T4L | Floor Scales | Fully stainless steel |  |  |  | Yes | No | No
Industrial Weighing Solutions | Floor Scales | CTG 3T4LS | 3 Ton | 500 g |  | CTG-T4L | Floor Scales | Fully stainless steel |  |  |  | Yes | No | No
Industrial Weighing Solutions | Floor Scales | CTG 5T4LS | 5 Ton | 1 kg |  | CTG-T4L | Floor Scales | Fully stainless steel |  |  |  | Yes | No | No
Industrial Weighing Solutions | Floor Scales | CTG 5T4L2S | 5 Ton | 2 kg |  | CTG-T4L | Floor Scales | Fully stainless steel |  |  |  | Yes | No | No
Industrial Weighing Solutions | Floor Scales | CTG 600K4LUMS | 600 kg | 100 g |  | CTG-4LU | Low Profile Scales |  |  |  |  | Yes | No | No
Industrial Weighing Solutions | Floor Scales | CTG 1T4LUMS | 1 Ton | 200 g |  | CTG-4LU | Low Profile Scales |  |  |  |  | Yes | No | No
Industrial Weighing Solutions | Floor Scales | CTG 2T4LUMS | 2 Ton | 500 g |  | CTG-4LU | Low Profile Scales |  |  |  |  | Yes | No | No
Industrial Weighing Solutions | Floor Scales | CTG 600K4LUSS | 600 kg | 100 g |  | CTG-4LU | Low Profile Scales | Fully stainless steel |  |  |  | Yes | No | No
Industrial Weighing Solutions | Floor Scales | CTG 1T4LUSS | 1 Ton | 200 g |  | CTG-4LU | Low Profile Scales | Fully stainless steel |  |  |  | Yes | No | No
Industrial Weighing Solutions | Floor Scales | CTG 2T4LUSS | 2 Ton | 500 g |  | CTG-4LU | Low Profile Scales | Fully stainless steel |  |  |  | Yes | No | No
Industrial Weighing Solutions | Floor Scales | CTG 2T4LC | 2 Ton | 500 g |  | CTG-T4LC | Cylinder Scales |  |  |  |  | Yes | No | No
Industrial Weighing Solutions | Floor Scales | CTG 3T4LC | 3 Ton | 1 kg |  | CTG-T4LC | Cylinder Scales |  |  |  |  | Yes | No | No
Industrial Weighing Solutions | Floor Scales | WB 30CW | 30 Ton | 5 kg |  | WB-CW | Coil Weighing Scales |  |  |  |  | Yes | No | No
Industrial Weighing Solutions | Floor Scales | CTG 2PT | 2 Ton | 1 kg |  | CTG-PT | Pallet Scales |  |  |  |  | Yes | No | No
Industrial Weighing Solutions | Floor Scales | CTG 2PTS | 2 Ton | 1 kg |  | CTG-PT | Pallet Scales | Fully stainless steel |  |  |  | Yes | No | No
Industrial Weighing Solutions | Crane Scales | HA 2T | 2 Ton | 500 g |  | HA-T | Crane Scales |  |  |  |  | Yes | No | Yes
Industrial Weighing Solutions | Crane Scales | HA 3T | 3 Ton | 1 kg |  | HA-T | Crane Scales |  |  |  |  | Yes | No | Yes
Industrial Weighing Solutions | Crane Scales | HA 5T | 5 Ton | 2 kg |  | HA-T | Crane Scales |  |  |  |  | Yes | No | Yes
Industrial Weighing Solutions | Crane Scales | HA 10T | 10 Ton | 5 kg |  | HA-T | Crane Scales |  |  |  |  | Yes | No | Yes
Industrial Weighing Solutions | Crane Scales | HA 20T | 20 Ton | 10 kg |  | HA-T | Crane Scales |  |  |  |  | Yes | No | No
Industrial Weighing Solutions | Crane Scales | HA 30T | 30 Ton | 10 kg |  | HA-T | Crane Scales |  |  |  |  | Yes | No | No
Industrial Weighing Solutions | Crane Scales | HA 50T | 50 Ton | 20 kg |  | HA-T | Crane Scales |  |  |  |  | Yes | No | No
Industrial Weighing Solutions | Crane Scales | HA 5TR | 5 Ton | 2 kg |  | HA-TR | Wireless Crane Scales |  |  |  |  | Yes | No | No
Industrial Weighing Solutions | Crane Scales | HA 10TR | 10 Ton | 5 kg |  | HA-TR | Wireless Crane Scales |  |  |  |  | Yes | No | No
Industrial Weighing Solutions | Crane Scales | HA 20TR | 20 Ton | 5 kg |  | HA-TR | Wireless Crane Scales |  |  |  |  | Yes | No | No
Industrial Weighing Solutions | Crane Scales | HA 30TR | 30 Ton | 10 kg |  | HA-TR | Wireless Crane Scales |  |  |  |  | Yes | No | No
Industrial Weighing Solutions | Weigh Modules & Load Cells Systems | WB 1TN | 1 Ton | 1 kg |  | WB-TN | Tank Weighing Systems |  |  |  |  | Yes | No | No
Industrial Weighing Solutions | Weigh Modules & Load Cells Systems | WB 2TN | 2 Ton | 1 kg |  | WB-TN | Tank Weighing Systems |  |  |  |  | Yes | No | No
Industrial Weighing Solutions | Weigh Modules & Load Cells Systems | WB 5TN | 5 Ton | 2 kg |  | WB-TN | Tank Weighing Systems |  |  |  |  | Yes | No | No
Industrial Weighing Solutions | Weigh Modules & Load Cells Systems | WB 10TN | 10 Ton | 5 kg |  | WB-TN | Tank Weighing Systems |  |  |  |  | Yes | No | No
Industrial Weighing Solutions | Weigh Modules & Load Cells Systems | WB 20TN | 20 Ton | 5 kg |  | WB-TN | Tank Weighing Systems |  |  |  |  | Yes | No | No
Industrial Weighing Solutions | Weigh Modules & Load Cells Systems | WB 30TN | 30 Ton | 10 kg |  | WB-TN | Tank Weighing Systems |  |  |  |  | Yes | No | No
Industrial Weighing Solutions | Weigh Modules & Load Cells Systems | WB 50TN | 50 Ton | 10 kg |  | WB-TN | Tank Weighing Systems |  |  |  |  | Yes | No | No
Industrial Weighing Solutions | Weigh Modules & Load Cells Systems | WB 100TN | 100 Ton | 20 kg |  | WB-TN | Tank Weighing Systems |  |  |  |  | Yes | No | No
Industrial Weighing Solutions | Weigh Modules & Load Cells Systems | WB 150TN | 150 Ton | 50 kg |  | WB-TN | Tank Weighing Systems |  |  |  |  | Yes | No | No
Industrial Weighing Solutions | Weighbridges Scales Systems |  | Weighing Capacity | Readability |  |  |  | Platform Size |  |  |  | Yes | No | No
Industrial Weighing Solutions | Weighbridges Scales Systems | WB 30WIM | 30 Ton | 10 kg |  | WB-WIM | Weigh in Motion Scales | 3.0 x 0.8 mtr. |  |  |  | Yes | No | No
Industrial Weighing Solutions | Weighbridges Scales Systems | WB 50WIM | 50 Ton | 20 kg |  | WB-WIM | Weigh in Motion Scales | 3.0 x 0.8 mtr. |  |  |  | Yes | No | No
Industrial Weighing Solutions | Weighbridges Scales Systems | WB 40T 9 | 40 Ton | 5 kg |  | WB-T | Weighbridge Scales | 9 x 3 mtr. |  |  |  | Yes | No | No
Industrial Weighing Solutions | Weighbridges Scales Systems | WB 60T 12 | 60 Ton | 10 kg |  | WB-T | Weighbridge Scales | 12 x 3 mtr. |  |  |  | Yes | No | No
Industrial Weighing Solutions | Weighbridges Scales Systems | WB 60T 16 | 60 Ton | 10 kg |  | WB-T | Weighbridge Scales | 16 x 3 mtr. |  |  |  | Yes | No | No
Industrial Weighing Solutions | Weighbridges Scales Systems | WB 80T 16 | 80 Ton | 20 kg |  | WB-T | Weighbridge Scales | 16 x 3 mtr. |  |  |  | Yes | No | No
Industrial Weighing Solutions | Weighbridges Scales Systems | WB 80T 18 | 80 Ton | 20 kg |  | WB-T | Weighbridge Scales | 18 x 3 mtr. |  |  |  | Yes | No | No
Industrial Weighing Solutions | Weighbridges Scales Systems | WB 100T 16 | 100 Ton | 20 kg |  | WB-T | Weighbridge Scales | 16 x 3 mtr. |  |  |  | Yes | No | No
Industrial Weighing Solutions | Weighbridges Scales Systems | WB 100T 18 | 100 Ton | 20 kg |  | WB-T | Weighbridge Scales | 18 x 3 mtr. |  |  |  | Yes | No | No
Industrial Weighing Solutions | Weighbridges Scales Systems | WB 120T 18 | 120 Ton | 50 kg |  | WB-T | Weighbridge Scales | 18 x 3 mtr. |  |  |  | Yes | No | No
Industrial Weighing Solutions | Weighbridges Scales Systems | WB 15PT | 15 Ton | 10 kg |  | WB-PT | Portable Truck Scale | 700(L) x 430(W) x 21(H) |  |  |  | Yes | No | No
Industrial Weighing Solutions | Weighbridges Scales Systems | WB 20PT | 20 Ton | 20 kg |  | WB-PT | Portable Truck Scale | 700(L) x 430(W) x 21(H) |  |  |  | Yes | No | No
Industrial Weighing Solutions | Weighbridges Scales Systems | WB 30PT | 30 Ton | 20 kg |  | WB-PT | Portable Truck Scale | 900(L) x 500(W) x 21.5(H) |  |  |  | Yes | No | No
Industrial Weighing Solutions | Product Inspection Solutions |  | Product Weights
Industrial Weighing Solutions | Product Inspection Solutions | CW 200 | 200 g |  |  | CW | Checkweigher |  |  |  |  | Yes | No | No
Industrial Weighing Solutions | Product Inspection Solutions | CW 500 | 500 g |  |  | CW | Checkweigher |  |  |  |  | Yes | No | No
Industrial Weighing Solutions | Product Inspection Solutions | CW 1K | 1000 g |  |  | CW | Checkweigher |  |  |  |  | Yes | No | No
Industrial Weighing Solutions | Product Inspection Solutions | CW 3K | 3000 g |  |  | CW | Checkweigher |  |  |  |  | Yes | No | No
Industrial Weighing Solutions | Product Inspection Solutions |  | Tunnel Width (mm)
Industrial Weighing Solutions | Product Inspection Solutions | MDC 300 | 300 |  |  | MDC | Metal Detector |  |  |  |  | Yes | No | No
Industrial Weighing Solutions | Product Inspection Solutions | MDC 350 | 350 |  |  | MDC | Metal Detector |  |  |  |  | Yes | No | No
Industrial Weighing Solutions | Product Inspection Solutions | MDC 400 | 400 |  |  | MDC | Metal Detector |  |  |  |  | Yes | No | No
Industrial Weighing Solutions | Product Inspection Solutions | MDC 500 | 500 |  |  | MDC | Metal Detector |  |  |  |  | Yes | No | No
Industrial Weighing Solutions | Product Inspection Solutions | MDC 600 | 600 |  |  | MDC | Metal Detector |  |  |  |  | Yes | No | No
Industrial Weighing Solutions | Product Inspection Solutions |  | Product Weights
Industrial Weighing Solutions | Product Inspection Solutions | CMD 3K | 3 Kg |  |  | CMD | Checkweighing-Metal Detector |  |  |  |  | Yes | No | No
Industrial Weighing Solutions | Product Inspection Solutions |  | Product Weights
Industrial Weighing Solutions | Product Inspection Solutions | CW 30K | 30 Kg |  |  | CW-K | Heavy Pack Checkweigher |  |  |  |  | Yes | No | No
Industrial Weighing Solutions | Product Inspection Solutions | CW60K | 60 Kg |  |  | CW-K | Heavy Pack Checkweigher |  |  |  |  | Yes | No | No
Industrial Weighing Solutions | Medical Scales |  | Weighing Capacity
Industrial Weighing Solutions | Medical Scales | BS 20LCD | 20 kg |  |  | BS | Baby Scales |  |  |  |  | Yes | No | No
Industrial Weighing Solutions | Medical Scales | BS 20 LED | 20 kg |  |  | BS | Baby Scales |  |  |  |  | Yes | No | No
Industrial Weighing Solutions | Medical Scales |  | 100 Kg |  |  | HS | Mother And Child Scale |  |  |  |  | Yes | No | No
Industrial Weighing Solutions | Medical Scales | HS 100 | 180 Kg |  |  | HS | Mother And Child Scale |  |  |  |  | Yes | No | No
Industrial Weighing Solutions | Medical Scales | HS 180G | 180 Kg |  |  | HS | Health Scales |  |  |  |  | Yes | No | No
Industrial Weighing Solutions | Medical Scales | HS 200 | 200 kg |  |  | HS | Height and Weight Scales |  |  |  |  | Yes | No | No
Industrial Weighing Solutions | Medical Scales | HS 200PH | 200 kg |  |  | HS | Height and Weight Scales |  |  |  |  | Yes | No | No
Industrial Weighing Solutions | Medical Scales | CTG 150A | 150 kg |  |  | CTG | Animal Weighing Scales |  |  |  |  | Yes | No | No
Industrial Weighing Solutions | Medical Scales | CTG 300A | 300 kg |  |  | CTG | Animal Weighing Scales |  |  |  |  | Yes | No | No
Industrial Weighing Solutions | Medical Scales | CTG 600A | 600 kg |  |  | CTG | Animal Weighing Scales |  |  |  |  | Yes | No | No
Industrial Weighing Solutions | Medical Scales | CTG1TA | 1 Ton |  |  | CTG | Animal Weighing Scales |  |  |  |  | Yes | No | No
Industrial Weighing Solutions | Medical Scales | CTG 2TA1 | 2 T |  |  | CTG | Animal Weighing Scales |  |  |  |  | Yes | No | No
Industrial Weighing Solutions | Medical Scales | CTG 2TA2 | 2 T |  |  | CTG | Animal Weighing Scales |  |  |  |  | Yes | No | No
Industrial Weighing Solutions | Medical Scales | CG 6B | 6 kg |  |  | CG-B | Double Pan Scales |  |  |  |  | Yes | No | No
Industrial Weighing Solutions | Accessories for Industrial Weighing Solutions | CPR-03 |  |  | CG, CTG |  | Data Printer |  |  |  |  | Yes | No | No | D
Industrial Weighing Solutions | Accessories for Industrial Weighing Solutions | WB IT 001 |  |  | WB ( Weighbridge) |  | Inteligent weigh Terminal |  |  |  |  | Yes | No | No
Industrial Weighing Solutions | Accessories for Industrial Weighing Solutions | WB |  |  | CTG, CTG-PT |  | Built-in Printer Indicator |  |  |  |  | Yes | No | No
Industrial Weighing Solutions | Accessories for Industrial Weighing Solutions | CTG-LABS |  |  | Airport weighing systems |  | Airport baggage weighing indicator |  |  |  |  | Yes | No | No
Industrial Weighing Solutions | Accessories for Industrial Weighing Solutions | CTG |  |  | CTG - WC |  | 4-20mA Weighing Indicator |  |  |  |  | Yes | No | No
Industrial Weighing Solutions | Accessories for Industrial Weighing Solutions | CTG |  |  | CTG - WI |  | Ethernet with WiFi Indicator |  |  |  |  | Yes | No | No
Industrial Weighing Solutions | Accessories for Industrial Weighing Solutions | CW-4 |  |  | CTG - TP |  | Heavy Duty Caster Wheels for Platform Trolley ¦ Set of 4 |  |  |  |  | Yes | No | No
Industrial Weighing Solutions | Accessories for Industrial Weighing Solutions | AZT - MS |  |  | WB-TN |  | MS Mounting Assembly |  |  |  |  | Yes | No | No
Industrial Weighing Solutions | Accessories for Industrial Weighing Solutions | AZT - SS |  |  | WB-TN |  | SS Mounting Assembly |  |  |  |  | Yes | No | No
Industrial Weighing Solutions | Accessories for Industrial Weighing Solutions | AJD |  |  | WB,WB-WIM |  | Jumbo Display |  |  |  |  | Yes | No | No
Industrial Weighing Solutions | Accessories for Industrial Weighing Solutions | WB-PTL |  |  | WB-PT |  | Wireless Weigh Pad |  |  |  |  | Yes | No | No
Industrial Weighing Solutions | Accessories for Industrial Weighing Solutions | HA-HS |  |  | HA |  | Heat Shield (100º to 1600º) |  |  |  |  | Yes | No | No
Industrial Weighing Solutions | Accessories for Industrial Weighing Solutions | HA-T |  |  | HA |  | Crane Scale Trolley |  |  |  |  | Yes | No | No
Industrial Weighing Solutions | Accessories for Industrial Weighing Solutions | HHI |  |  | HA |  | Crane Scale ( Wireless Handheld Weighing Indicator ) |  |  |  |  | Yes | No | No
Industrial Weighing Solutions | Accessories for Industrial Weighing Solutions | HWI |  |  | HA |  | Crane Scale ( Wireless Desk Indicators with Printer ) |  |  |  |  | Yes | No | No
Industrial Weighing Solutions | Accessories for Industrial Weighing Solutions | CW-PR |  |  | CW |  | Push Rejector |  |  |  |  | Yes | No | No
Industrial Weighing Solutions | Accessories for Industrial Weighing Solutions | CW-AR |  |  | CW |  | Air Rejector |  |  |  |  | Yes | No | No
Industrial Weighing Solutions | Accessories for Industrial Weighing Solutions | CW-DR |  |  | CW |  | Drop Rejector |  |  |  |  | Yes | No | No
Laboratory Instruments |  |  | Types
Laboratory Instruments | Refractometers | 2 AWAJ | Analog |  |  |  | Refractometers |  |  |  |  | Yes | No | No
Laboratory Instruments | Refractometers | ARM-2S | Semi-Automatic |  |  |  | Refractometers |  |  |  |  | Yes | No | No
Laboratory Instruments | Refractometers | ARM-Z | Automatic |  |  |  | Refractometers |  |  |  |  | Yes | No | No
Laboratory Instruments |  |  | Types | Measuring Range
Laboratory Instruments | Polarimeters | APM 4 | Analog | -180º ~ +180º |  | APM | Polarimeters |  |  |  |  | Yes | No | No
Laboratory Instruments | Polarimeters | APM 2 | Automatic | -45º ~ +45º |  | APM | Polarimeters |  |  |  |  | Yes | No | No
Laboratory Instruments | Polarimeters | APM 3 | Automatic | -89º ~ +89º |  | APM | Polarimeters |  |  |  |  | Yes | No | No
Laboratory Instruments | Visual Colorimeter | AT 2 | Analog | [8 empty] | Yes | No | No
Laboratory Instruments | Ultrasonic Milk Analyzers | MILKPR0+ | Double Sensors | [8 empty] | Yes | No | No
Laboratory Instruments |  |  | Types | Series | Speed (r.p.m)
Laboratory Instruments | Rotational Viscometer | VISCO L | Digital | VISCO L | 0.3 - 60 | VISCO | Rotational Viscometer |  |  |  |  | Yes | No | No
Laboratory Instruments | Rotational Viscometer | VISCO R | Digital | VISCO R | 0.3 - 100 | VISCO | Rotational Viscometer |  |  |  |  | Yes | No | No
Laboratory Instruments | Rotational Viscometer | VISCO H | Digital | VISCO H | 0.01 - 200 | VISCO | Rotational Viscometer |  |  |  |  | Yes | No | No
Laboratory Instruments | Rotational Viscometer
Laboratory Instruments |  |  | Tyes
Laboratory Instruments | Tablet Hardness Tester | ATH 500 | Digital Portable |  |  | ATH 500 | Tablet Hardness Tester |  |  |  |  | Yes | No | No
Laboratory Instruments |  |  | Process Cap. (ml)
Laboratory Instruments | Ultrasonic Probe Sonicator | APU 500 | 0.2 ~ 500 |  |  | APU 500 | Ultrasonic Probe Sonicator |  |  |  |  | Yes | No | No
Laboratory Instruments |  |  | Tank Capacity (Ltr.) | Tank sizes (mm)
Laboratory Instruments | Ultrasonic Cleaners | CUB 2 | 1.8 | 150 x 140 x 100 |  | CUB | Ultrasonic Cleaners |  |  |  |  | Yes | No | No | D
Laboratory Instruments | Ultrasonic Cleaners | CUB 5 | 4.5 | 300 x 155 x 100 |  | CUB | Ultrasonic Cleaners |  |  |  |  | Yes | No | No | D
Laboratory Instruments | Ultrasonic Cleaners | CU 10 | 9.8 | 300 x 240 x 150 |  | CUB | Ultrasonic Cleaners |  |  |  |  | Yes | No | No | D
Laboratory Instruments | Ultrasonic Cleaners | CUB 15 | 13.8 | 330 x 300 x 150 |  | CUB | Ultrasonic Cleaners |  |  |  |  | Yes | No | No | D
Laboratory Instruments | Ultrasonic Cleaners | CUB 22 | 20 | 500 x 300 x 150 |  | CUB | Ultrasonic Cleaners |  |  |  |  | Yes | No | No | D
Laboratory Instruments | Ultrasonic Cleaners | CUB 30 | 27 | 500 x 300 x 200 |  | CUB | Ultrasonic Cleaners |  |  |  |  | Yes | No | No | D
Laboratory Instruments | Ultrasonic Cleaners | CUB 60 | 53 | 500 x 350 x 300 |  | CUB | Ultrasonic Cleaners |  |  |  |  | Yes | No | No | D
Laboratory Instruments | Ultrasonic Cleaners | CUB 100 | 99 | 550 x 450 x 400 |  | CUB | Ultrasonic Cleaners |  |  |  |  | Yes | No | No
Laboratory Instruments |  |  | Capacity (kg)/24h | Ice storage Bin (kg)
Laboratory Instruments | ICE Flake Maker | AMS 30 | 30 | 10 |  | AMS | ICE Flake Maker |  |  |  |  | Yes | No | No
Laboratory Instruments | ICE Flake Maker | AMS 50 | 50 | 15 |  | AMS | ICE Flake Maker |  |  |  |  | Yes | No | No
Laboratory Instruments | ICE Flake Maker | AMS 100 | 100 | 25 |  | AMS | ICE Flake Maker |  |  |  |  | Yes | No | No
Laboratory Instruments | ICE Flake Maker | AMS 200 | 200 | 55 |  | AMS | ICE Flake Maker |  |  |  |  | Yes | No | No
Laboratory Instruments | Accessories for Laboratory Instruments | CPR 02 |  |  | ATH-500, Milkpro+ |  | Data Printer |  |  |  |  | Yes | No | Yes | D
Laboratory Instruments | Accessories for Laboratory Instruments | RWB |  |  | ARM 2S |  | Recirculating Water Bath |  |  |  |  | Yes | No | Yes
Laboratory Instruments | Accessories for Laboratory Instruments | 126-12 |  |  | ATH 500 |  | Calibration Weight |  |  |  |  | Yes | No | Yes | D
Laboratory Instruments | Accessories for Laboratory Instruments | APM |  |  | VISO H |  | APM (Small Sample Adapter) |  |  |  |  | Yes | No | Yes
Laboratory Instruments | Accessories for Laboratory Instruments | LCP |  |  | VISO H |  | LCP (Low Viscosity Adapters) |  |  |  |  | Yes | No | Yes
Laboratory Instruments | Accessories for Laboratory Instruments | PROBE |  |  | APU 500 |  | Optional Probe |  |  |  |  | Yes | No | Yes
Industrial Weighing Solutions | Accessories for Industrial Weighing Solutions | RR |  |  | CTG - RR |  | Roller Ramp Platform |  |  |  |  | Yes | No | No
Industrial Weighing Solutions | Accessories for Industrial Weighing Solutions | SP |  |  | CTG - SP |  | Multi Purpose Shipper Indicator |  |  |  |  | Yes | No | No
Industrial Weighing Solutions | Accessories for Industrial Weighing Solutions | FP |  |  | CTG - FP |  | Flameproof Indicator Enclosure |  |  |  |  | Yes | No | No

## COUNTRY-WISE SHEET
Product Catagory | Sub category | Types of Scales | Product Series | Display | Calibration | Product Filter | Model | India Availability | USA Availability | Global Availability | Double Series | Doc Link
Laboratory Weighing | Analytical Balances | Analytical Balances | CY-C Series | LCD Bcklit | Internal Cal |  | CY 205C | Yes | No | Yes |  | Lab https://aczetIndustry Instrument & jewllery Tools ind-my.sharepoint.com/:w:/r/personal/lathika_a_aczet_com/_layouts/15/Doc.aspx?sourcedoc=%7B486338A7-C197-4C88-9E59-E19EFCE783DB%7D&file=Analytical%20Balance%20Laboratory.docx&action=default&mobileredirect=true&wdOrigin=OUTLOOK-METAOS.FILEBROWSER
Laboratory Weighing | Analytical Balances | Analytical Balances | CY-C Series | LCD Bcklit | Internal Cal |  | CY 285C | Yes | Yes | Yes
Laboratory Weighing | Analytical Balances | Analytical Balances | CY-C Series | LCD Bcklit | Internal Cal |  | CY 255C | Yes | No | No
Laboratory Weighing | Analytical Balances | Analytical Balances | ALT-C Series | Colour TFT Touchscreen | Internal Cal |  | ALT 285C | Yes | no | no
Laboratory Weighing | Analytical Balances | Analytical Balances | CY-C Series | LCD Bcklit | Internal Cal |  | CY 64C | Yes | Yes | Yes
Laboratory Weighing | Analytical Balances | Analytical Balances | CY-C Series | LCD Bcklit | Internal Cal |  | CY 124C | Yes | Yes | Yes
Laboratory Weighing | Analytical Balances | Analytical Balances | CY-C Series | LCD Bcklit | Internal Cal |  | CY 224C | Yes | Yes | Yes
Laboratory Weighing | Analytical Balances | Analytical Balances | CY-C Series | LCD Bcklit | Internal Cal |  | CY 314C | Yes | Yes | Yes
Laboratory Weighing | Analytical Balances | Analytical Balances | CY Series | LCD Backlit | External Cal |  | CY 64 | Yes | Yes | Yes |  | Jew https://aczetind-my.sharepoint.com/:w:/r/personal/lathika_a_aczet_com/_layouts/15/Doc.aspx?sourcedoc=%7B355D4D61-5A2A-40C9-AA5B-E3D2252EAB19%7D&file=Analytical%20Balance%20Jewellery.docx&action=default&mobileredirect=true&wdOrigin=OUTLOOK-METAOS.FILEBROWSER
Laboratory Weighing | Analytical Balances | Analytical Balances | CY Series | LCD Backlit | External Cal |  | CY 124 | Yes | Yes | Yes
Laboratory Weighing | Analytical Balances | Analytical Balances | CY Series | LCD Backlit | External Cal |  | CY 224 | Yes | Yes | Yes
Laboratory Weighing | Analytical Balances | Analytical Balances | ALT-C Series | Colour TFT Touchscreen | Internal Cal |  | ALT 64C | Yes | Yes | Yes
Laboratory Weighing | Analytical Balances | Analytical Balances | ALT-C Series | Colour TFT Touchscreen | Internal Cal |  | ALT 124C | Yes | Yes | Yes
Laboratory Weighing | Analytical Balances | Analytical Balances | ALT-C Series | Colour TFT Touchscreen | Internal Cal |  | ALT 224C | Yes | Yes | Yes
Laboratory Weighing | Analytical Balances | Analytical Balances | ALT-C Series | Colour TFT Touchscreen | Internal Cal |  | ALT 324C | Yes | Yes | Yes
Laboratory Weighing | Analytical Balances | Analytical Balances | ALT Series | Colour TFT Touchscreen | External Cal |  | ALT 64 | Yes | Yes | Yes
Laboratory Weighing | Analytical Balances | Analytical Balances | ALT Series | Colour TFT Touchscreen | External Cal |  | ALT 124 | Yes | Yes | Yes
Laboratory Weighing | Analytical Balances | Analytical Balances | ALT Series | Colour TFT Touchscreen | External Cal |  | ALT 224 | Yes | Yes | Yes
Laboratory Weighing | Precision Balances & Scales | Precision Balances & Scales | CY-C series | LCD Bcklit | Internal Cal |  | CY 223C | Yes | No | No |  | Laboratory https://aczetind-my.sharepoint.com/:w:/g/personal/lathika_a_aczet_com/ET8LzxRNEhdEvpvvL54s5eABsgnL1hm3sYugGUO2Fj2tIg?e=E7YKsy
Laboratory Weighing | Precision Balances & Scales | Precision Balances & Scales | CY-C Series | LCD Bcklit | Internal Cal |  | CY 323C | Yes | Yes | Yes
Laboratory Weighing | Precision Balances & Scales | Precision Balances & Scales | CY-C Series | LCD Bcklit | Internal Cal |  | CY 513C | Yes | Yes | Yes
Laboratory Weighing | Precision Balances & Scales | Precision Balances & Scales | CY-C Series | LCD Bcklit | Internal Cal |  | CY 723C | yes | no | Yes
Laboratory Weighing | Precision Balances & Scales | Precision Balances & Scales | CY-C Series | LCD Bcklit | Internal Cal |  | CY 1003C | Yes | Yes | Yes
Laboratory Weighing | Precision Balances & Scales | Precision Balances & Scales | CY-C Series | LCD Bcklit | Internal Cal |  | CY 2003C | no | yes | Yes
Laboratory Weighing | Precision Balances & Scales | Precision Balances & Scales | CY-C Series | LCD Bcklit | Internal Cal |  | CY 3003C | no | No | No
Laboratory Weighing | Precision Balances & Scales | Precision Balances & Scales | CY Series | LCD Backlit | External Cal |  | CY 223 | Yes | No | No
Laboratory Weighing | Precision Balances & Scales | Precision Balances & Scales | CY Series | LCD Backlit | External Cal |  | CY 323 | Yes | Yes | Yes
Laboratory Weighing | Precision Balances & Scales | Precision Balances & Scales | CY Series | LCD Backlit | External Cal |  | CY 513 | Yes | Yes | Yes
Laboratory Weighing | Precision Balances & Scales | Precision Balances & Scales | CY Series | LCD Backlit | External Cal |  | CY 723 | Yes | no | Yes
Laboratory Weighing | Precision Balances & Scales | Precision Balances & Scales | CY Series | LCD Backlit | External Cal |  | CY 1003 | yes | Yes | Yes
Laboratory Weighing | Precision Balances & Scales | Precision Balances & Scales | ALT-C Series | Colour TFT Touchscreen | Internal Cal |  | ALT 223C | Yes | yes | Yes
Laboratory Weighing | Precision Balances & Scales | Precision Balances & Scales | ALT-C Series | Colour TFT Touchscreen | Internal Cal |  | ALT 513C | Yes | Yes | Yes
Laboratory Weighing | Precision Balances & Scales | Precision Balances & Scales | ALT-C Series | Colour TFT Touchscreen | Internal Cal |  | ALT 1003C | Yes | Yes | Yes
Laboratory Weighing | Precision Balances & Scales | Precision Balances & Scales | ALT Series | Colour TFT Touchscreen | External Cal |  | ALT 223 | Yes | yes | Yes
Laboratory Weighing | Precision Balances & Scales | Precision Balances & Scales | ALT Series | Colour TFT Touchscreen | External Cal |  | ALT 513 | Yes | Yes | Yes
Laboratory Weighing | Precision Balances & Scales | Precision Balances & Scales | ALT Series | Colour TFT Touchscreen | External Cal |  | ALT 1003 | Yes | Yes | Yes
Laboratory Weighing | Precision Balances & Scales | Precision Balances & Scales | CY-C Series | LCD Bcklit | Internal Cal |  | CY 1202C | Yes | No | No
Laboratory Weighing | Precision Balances & Scales | Precision Balances & Scales | CY-C Series | LCD Bcklit | Internal Cal |  | CY 2202C | Yes | Yes | Yes
Laboratory Weighing | Precision Balances & Scales | Precision Balances & Scales | CY-C Series | LCD Bcklit | Internal Cal |  | CY 3102C | Yes | Yes | Yes
Laboratory Weighing | Precision Balances & Scales | Precision Balances & Scales | CY-C Series | LCD Bcklit | Internal Cal |  | CY 4102C | Yes | Yes | Yes
Laboratory Weighing | Precision Balances & Scales | Precision Balances & Scales | CY-C Series | LCD Bcklit | Internal Cal |  | CY 6102C | Yes | Yes | Yes
Laboratory Weighing | Precision Balances & Scales | Precision Balances & Scales | CY Series | LCD Backlit | External Cal |  | CY 1202 | Yes | No | No
Laboratory Weighing | Precision Balances & Scales | Precision Balances & Scales | CY Series | LCD Backlit | External Cal |  | CY 2202 | Yes | Yes | Yes
Laboratory Weighing | Precision Balances & Scales | Precision Balances & Scales | CY Series | LCD Backlit | External Cal |  | CY 3102 | Yes | Yes | Yes
Laboratory Weighing | Precision Balances & Scales | Precision Balances & Scales | CY Series | LCD Backlit | External Cal |  | CY 4102 | Yes | Yes | Yes
Laboratory Weighing | Precision Balances & Scales | Precision Balances & Scales | CY Series | LCD Backlit | External Cal |  | CY 6102 | Yes | Yes | Yes
Laboratory Weighing | Precision Balances & Scales | Precision Balances & Scales | ALT-C Series | Colour TFT Touchscreen | Internal Cal |  | ALT 3102C | Yes | Yes | Yes
Laboratory Weighing | Precision Balances & Scales | Precision Balances & Scales | ALT-C Series | Colour TFT Touchscreen | Internal Cal |  | ALT 6102C | Yes | Yes | Yes
Laboratory Weighing | Precision Balances & Scales | Precision Balances & Scales | ALT Series | Colour TFT Touchscreen | External Cal |  | ALT 3102 | Yes | Yes | Yes
Laboratory Weighing | Precision Balances & Scales | Precision Balances & Scales | ALT Series | Colour TFT Touchscreen | External Cal |  | ALT 6102 | Yes | Yes | Yes
Laboratory Weighing | Precision Balances & Scales | Precision Balances & Scales | CY-C Series | LCD Bcklit | Internal Cal |  | CY 3101C | Yes | Yes | Yes
Laboratory Weighing | Precision Balances & Scales | Precision Balances & Scales | CY-C Series | LCD Bcklit | Internal Cal |  | CY 6101C | Yes | Yes | Yes
Laboratory Weighing | Precision Balances & Scales | Precision Balances & Scales | CY-C Series | LCD Bcklit | Internal Cal |  | CY 10001C | Yes | No | Yes
Laboratory Weighing | Precision Balances & Scales | Precision Balances & Scales | CY Series | LCD Backlit | External Cal |  | CY 3101 | Yes | Yes | Yes | D
Laboratory Weighing | Precision Balances & Scales | Precision Balances & Scales | CY Series | LCD Backlit | External Cal |  | CY 6101 | Yes | Yes | Yes | D
Laboratory Weighing | Precision Balances & Scales | Precision Balances & Scales | CY Series | LCD Backlit | External Cal |  | CY 10001 | Yes | No | Yes
Laboratory Weighing | Precision Balances & Scales | Precision Balances & Scales | ALT-C Series | Colour TFT Touchscreen | Internal Cal |  | ALT 3101C | Yes | Yes | Yes
Laboratory Weighing | Precision Balances & Scales | Precision Balances & Scales | ALT-C Series | Colour TFT Touchscreen | Internal Cal |  | ALT 6101C | Yes | Yes | Yes
Laboratory Weighing | Precision Balances & Scales | Precision Balances & Scales | ALT-C Series | Colour TFT Touchscreen | Internal Cal |  | ALT 8101C | Yes | No | Yes
Laboratory Weighing | Precision Balances & Scales | Precision Balances & Scales | ALT Series | Colour TFT Touchscreen | External Cal |  | ALT 3101 | Yes | Yes | Yes
Laboratory Weighing | Precision Balances & Scales | Precision Balances & Scales | ALT Series | Colour TFT Touchscreen | External Cal |  | ALT 6101 | Yes | Yes | Yes
Laboratory Weighing | Precision Balances & Scales | Precision Balances & Scales | ALT Series | Colour TFT Touchscreen | External Cal |  | ALT 8101 | Yes | No | Yes
Laboratory Weighing | Precision Balances & Scales | Precision Balances & Scales | CY-HC Series | LCD Bcklit | Internal Cal |  | CY 15001HC | Yes | Yes | Yes
Laboratory Weighing | Precision Balances & Scales | Precision Balances & Scales | CY-HC Series | LCD Bcklit | Internal Cal |  | CY 25001HC | Yes | No | No
Laboratory Weighing | Precision Balances & Scales | Precision Balances & Scales | CY-HC Series | LCD Bcklit | Internal Cal |  | CY 35001HC | Yes | Yes | Yes
Laboratory Weighing | Precision Balances & Scales | Precision Balances & Scales | CY-HC Series | LCD Bcklit | Internal Cal |  | CY 50001HC | Yes | Yes | Yes
Laboratory Weighing | Precision Balances & Scales | Precision Balances & Scales | CY-HC Series | LCD Bcklit | Internal Cal |  | CY 50000HC | Yes | No | No
Laboratory Weighing | Precision Balances & Scales | Precision Balances & Scales | CY-HC Series | LCD Bcklit | Internal Cal |  | CY 60000HC | yes | Yes | Yes
Laboratory Weighing | Precision Balances & Scales | Precision Balances & Scales | CY-H Series | LCD Bcklit | External Cal |  | CY 15001H | yes | Yes | Yes
Laboratory Weighing | Precision Balances & Scales | Precision Balances & Scales | CY-H Series | LCD Bcklit | External Cal |  | CY 25001H | Yes | No | No
Laboratory Weighing | Precision Balances & Scales | Precision Balances & Scales | CY-H Series | LCD Bcklit | External Cal |  | CY 35001H | Yes | Yes | Yes
Laboratory Weighing | Precision Balances & Scales | Precision Balances & Scales | CY-H Series | LCD Bcklit | External Cal |  | CY 50000H | Yes | No | No
Laboratory Weighing | Precision Balances & Scales | Precision Balances & Scales | CY-H Series | LCD Bcklit | External Cal |  | CY 60000H | yes | Yes | Yes
Laboratory Weighing | Precision Balances & Scales | Precision Balances & Scales | CY-HC Series | LCD Bcklit | Internal Cal |  | CY 10002HC | Yes | Yes | Yes | D
Laboratory Weighing | Precision Balances & Scales | Precision Balances & Scales | CY-HC Series | LCD Bcklit | Internal Cal |  | CY 12002HC | Yes | no | no
Laboratory Weighing | Precision Balances & Scales | Precision Balances & Scales | AXR-HC Series | Colour TFT Touchscreen | Internal Cal |  | AXR 10K2HC | Yes | Yes | Yes
Laboratory Weighing | Precision Balances & Scales | Precision Balances & Scales | AXR-HC Series | Colour TFT Touchscreen | Internal Cal |  | AXR 12K2HC | Yes | No | no
Laboratory Weighing | Precision Balances & Scales | Precision Balances & Scales | AXR-HC Series | Colour TFT Touchscreen | Internal Cal |  | AXR 15K1HC | yes | yes | Yes
Laboratory Weighing | Precision Balances & Scales | Precision Balances & Scales | AXR-HC Series | Colour TFT Touchscreen | Internal Cal |  | AXR 35K1HC | Yes | Yes | Yes
Laboratory Weighing | Precision Balances & Scales | Precision Balances & Scales | AXR-HC Series | Colour TFT Touchscreen | Internal Cal |  | AXR 60K0HC | Yes | Yes | Yes
Laboratory Weighing | Precision Balances & Scales | Precision Balances & Scales | AXR-H Series | Colour TFT Touchscreen | External Cal |  | AXR 15K1H | yes | yes | Yes
Laboratory Weighing | Precision Balances & Scales | Precision Balances & Scales | AXR-H Series | Colour TFT Touchscreen | External Cal |  | AXR 35K1H | Yes | Yes | Yes
Laboratory Weighing | Precision Balances & Scales | Precision Balances & Scales | AXR-H Series | Colour TFT Touchscreen | External Cal |  | AXR 60K0H | Yes | yes | Yes
Laboratory Weighing | Pipette Calibration Balances | Pipette Calibration Balances | CY-CP Series | LCD Bcklit | Internal Cal |  | CY 224CP | Yes | Yes | Yes
Laboratory Weighing | Ultra-Microbalances | Ultra-Microbalances | AXR-UA Series | Colour TFT Touchscreen | Internal Cal |  | AXR 2UA | Yes | No | No
Laboratory Weighing | Microbalances | Microbalances | AXR-MA Series | Colour TFT Touchscreen | Internal Cal |  | AXR 2MA | Yes | Yes | Yes |  | Microbalance AXR MA lab.docx
Laboratory Weighing | Microbalances | Microbalances | AXR-MA Series | Colour TFT Touchscreen | Internal Cal |  | AXR 6MA | Yes | yes | Yes
Laboratory Weighing | Microbalances | Microbalances | AXR-MA Series | Colour TFT Touchscreen | Internal Cal |  | AXR 11MA | Yes | Yes | Yes |  | https://aczetind-my.sharepoint.com/:w:/g/personal/lathika_a_aczet_com/EfN3iMiNbqBDlSDJMNljYEIBEUxXKSPyB85do3hEb3qJRQ?e=bKdClB
Laboratory Weighing | Microbalances | Microbalances | CM Series |  | Internal Cal |  | CM 2 | Yes | no | no |  | https://aczetind-my.sharepoint.com/:w:/g/personal/lathika_a_aczet_com/ERl2x4E2Zt9LgGzjFgM1HqABVQw0by9sStnrg6neriuRtg?e=x0FrQX
Laboratory Weighing | Microbalances | Microbalances | CM Series |  | Internal Cal |  | CM 5 | yes | no | no
Laboratory Weighing | Microbalances | Microbalances | CM Series |  | Internal Cal |  | CM 6 | Yes | No | No
Laboratory Weighing | Microbalances | Microbalances | CM Series |  | Internal Cal |  | CM 11 | Yes | no | no
Laboratory Weighing | Microbalances | Filter Microbalances | AXR-MF Series | Colour TFT Touchscreen | Internal Cal |  | AXR 2MF | Yes | Yes | Yes |  | Microbalance Filter AXR MF
Laboratory Weighing | Microbalances | Filter Microbalances | AXR-MF Series | Colour TFT Touchscreen | Internal Cal |  | AXR 6MF | Yes | no | no
Laboratory Weighing | Microbalances | Filter Microbalances | AXR-MF Series | Colour TFT Touchscreen | Internal Cal |  | AXR 11MF | Yes | no | no
Laboratory Weighing | Microbalances | Filter Microbalances | CM-F Series |  | Internal Cal |  | CM 2F | Yes | no | no |  | https://aczetind-my.sharepoint.com/:w:/g/personal/lathika_a_aczet_com/ES7srlJLsN1OgyaeVfXVQgMBtZtvp_9vwB9L1sHj_evpvQ?e=jUb1hH
Laboratory Weighing | Microbalances | Filter Microbalances | CM-F Series |  | Internal Cal |  | CM 6F | Yes | No | No
Laboratory Weighing | Microbalances | Filter Microbalances | CM-F Series |  | Internal Cal |  | CM 11F | Yes | No | No
Laboratory Weighing | Microbalances | pipette Microbalances | AXR-MP Series | Colour TFT Touchscreen | Internal Cal |  | AXR 11MP | Yes | Yes | Yes |  | Microbalance Pipette Calibration AXR MP
Laboratory Weighing | Microbalances | pipette Microbalances | CM-P Series |  | Internal Cal |  | CM 11P | Yes | no | no |  | https://aczetind-my.sharepoint.com/:w:/g/personal/lathika_a_aczet_com/EVuUshdYLLJMkNKhbgEyZvIB3GRwzeNlaTC-U6xgSinz5A?e=ZXe1qZ
Laboratory Weighing | Microbalances | Stent Microbalances | AXR-MS Series | Colour TFT Touchscreen | Internal Cal |  | AXR 6MS | Yes | Yes | Yes |  | Stent Weighing AXR 6MS
Laboratory Weighing | Electronic Densimeter | Electronic Densimeter | CY-GT Series | LCD Bcklit | External Cal |  | CY 204GT | Yes | No | No
Laboratory Weighing | Electronic Densimeter | Electronic Densimeter | CY-GT Series | LCD Bcklit | External Cal |  | CY 613GT | Yes | Yes | Yes
Laboratory Weighing | Electronic Densimeter | Electronic Densimeter | CY-GT Series | LCD Bcklit | External Cal |  | CY 612GT | Yes | Yes | Yes
Laboratory Weighing | Electronic Densimeter | Electronic Densimeter | CY-GT Series | LCD Bcklit | External Cal |  | CY 224FC | Yes | Yes | Yes |  | Electronic Densimeter CY 224GT
Laboratory Weighing | Flame Proof Lab Balances | Flame Proof Lab Balances | CY-FC Series | LCD Bcklit | Internal Cal |  | CY 513FC | Yes | No | No |  | https://aczetind-my.sharepoint.com/:w:/g/personal/lathika_a_aczet_com/EZ-aR5tXu4ZEnoguyvQHkwUBExl3QGGmHCqEX47StF_Exw?e=lm71Pi
Laboratory Weighing | Flame Proof Lab Balances | Flame Proof Lab Balances | CY-FC Series | LCD Bcklit | Internal Cal |  | CY 224F | Yes | No | No
Laboratory Weighing | Flame Proof Lab Balances | Flame Proof Lab Balances | CY-F Series | LCD Bcklit | External Cal |  | CY 513F | Yes | No | No |  | Flame Proof Balance CY-F
Laboratory Weighing | Flame Proof Lab Balances | Flame Proof Lab Balances | CY-F Series | LCD Bcklit | External Cal |  | CY 4102F | Yes | No | No
Laboratory Weighing | Flame Proof Lab Balances | Flame Proof Lab Balances | CY-F Series | LCD Bcklit | External Cal |  |  | Yes | No | No
Laboratory Weighing | Moisture Analyzers | Moisture Analyzers | MB Series |  |  | Maximum Capacity Readability Readability MC | MB 54 | Yes | Yes | Yes |  | Halogen Moisture Analyzer MB
Laboratory Weighing | Moisture Analyzers | Moisture Analyzers | MB Series |  |  |  | MB 50 | Yes | Yes | Yes
Laboratory Weighing | Moisture Analyzers | Moisture Analyzers | MB Series |  |  |  | MB 120 | yes | No | Yes
Laboratory Weighing | Moisture Analyzers | Moisture Analyzers | MB Series |  |  |  | MB 200 | Yes | Yes | Yes
Jewelry Machines | Jewelry Scales & Balances | Hallmarking balances | CM Series |  | Internal Cal | Maximum Capacity Readability Product Series Calibration | CM 2 | Yes | No | No | D
Jewelry Machines | Jewelry Scales & Balances | Hallmarking balances | AXR-MA Series | Colour TFT Touchscreen | Internal Cal |  | AXR 2MA | Yes | Yes | Yes | D
Jewelry Machines | Jewelry Scales & Balances | Hallmarking balances | CY-C Series | LCD Bcklit | Internal Cal |  | CY 285C | Yes | Yes | Yes | D
Jewelry Machines | Jewelry Scales & Balances | Hallmarking balances | CY-C Series | LCD Backlit | Internal Cal |  | CY 224C | Yes | No | Yes | D
Jewelry Machines | Jewelry Scales & Balances | Hallmarking balances | CY Series | LCD Backlit | External Cal |  | CY 3102 | Yes | No | Yes | D
Jewelry Machines | Jewelry Scales & Balances | Gold Balances | CY-C Series | LCD Bcklit | Internal Cal |  | CY 3102C | Yes | Yes | Yes | D
Jewelry Machines | Jewelry Scales & Balances | Gold Balances | CY-C Series | LCD Bcklit | Internal Cal |  | CY 6102C | Yes | Yes | Yes | D
Jewelry Machines | Jewelry Scales & Balances | Gold Balances | CY Series | LCD Backlit | External Cal |  | CY 2202 | Yes | no | Yes | D
Jewelry Machines | Jewelry Scales & Balances | Gold Balances | CY Series | LCD Backlit | External Cal |  | CY 3102 | Yes | Yes | Yes | D
Jewelry Machines | Jewelry Scales & Balances | Gold Balances | CY Series | LCD Backlit | External Cal |  | CY 4102 | Yes | Yes | Yes | D
Jewelry Machines | Jewelry Scales & Balances | Gold Balances | CY Series | LCD Backlit | External Cal |  | CY 6102 | Yes | Yes | Yes | D
Jewelry Machines | Jewelry Scales & Balances | Gold Balances | ALT-C Series | Colour TFT Touchscreen | Internal Cal |  | ALT 3102C | Yes | Yes | Yes | D
Jewelry Machines | Jewelry Scales & Balances | Gold Balances | ALT-C Series | Colour TFT Touchscreen | Internal Cal |  | ALT 6102C | Yes | Yes | Yes | D
Jewelry Machines | Jewelry Scales & Balances | Gold Balances | ALT Series | Colour TFT Touchscreen | External Cal |  | ALT 3102 | Yes | Yes | Yes | D
Jewelry Machines | Jewelry Scales & Balances | Gold Balances | ALT Series | Colour TFT Touchscreen | External Cal |  | ALT 6102 | Yes | Yes | Yes | D
Jewelry Machines | Jewelry Scales & Balances | Gold Balances | AXR-HC Series | Colour TFT Touchscreen | Internal Cal |  | AXR 10K2HC | Yes | Yes | Yes | D
Jewelry Machines | Jewelry Scales & Balances | Gold Balances | CG Series | LCD Bcklit | External Cal |  | CG 602 | Yes | No | Yes | D
Jewelry Machines | Jewelry Scales & Balances | Gold Balances | CG Series | LCD Bcklit | External Cal |  | CG 1202 | Yes | No | Yes | D
Jewelry Machines | Jewelry Scales & Balances | Gold Balances | CG-L Series | LCD Bcklit | External Cal |  | CG 1202L | Yes | Yes | Yes | D
Jewelry Machines | Jewelry Scales & Balances | Gold Balances | CG-L Series | LCD Bcklit | External Cal |  | CG 2002L | Yes | Yes | Yes | D
Jewelry Machines | Jewelry Scales & Balances | Carat Balances | CY-KC Series | LCD Bcklit | Internal Cal |  | CY 603KC | Yes | Yes | Yes
Jewelry Machines | Jewelry Scales & Balances | Carat Balances | CY-KC Series | LCD Bcklit | Internal Cal |  | CY 1603KC | Yes | Yes | Yes
Jewelry Machines | Jewelry Scales & Balances | Carat Balances | CY-K Series | LCD Bcklit | External Cal |  | CY 253K | yes | Yes | Yes
Jewelry Machines | Jewelry Scales & Balances | Carat Balances | CY-K Series | LCD Bcklit | External Cal |  | CY 603K | Yes | Yes | Yes
Jewelry Machines | Jewelry Scales & Balances | Carat Balances | CY-k Series | LCD Bcklit | External Cal |  | CY 1603K | Yes | No | No
Jewelry Machines | Jewelry Scales & Balances | Carat Balances | CG-K Series | LCD Bcklit | External Cal |  | CG 103K | Yes | No | No
Jewelry Machines | Jewelry Scales & Balances | Gold & Carat Balances | ALT-C Series | Colour TFT Touchscreen | Internal Cal |  | ALT 513C | Yes | Yes | Yes | D
Jewelry Machines | Jewelry Scales & Balances | Gold & Carat Balances | ALT-C Series | Colour TFT Touchscreen | Internal Cal |  | ALT 1003C | Yes | Yes | Yes | D
Jewelry Machines | Jewelry Scales & Balances | Gold & Carat Balances | CY-C Series | LCD Bcklit | Internal Cal |  | CY 513C | Yes | Yes | Yes | D
Jewelry Machines | Jewelry Scales & Balances | Gold & Carat Balances | CY-C Series | LCD Bcklit | Internal Cal |  | CY 723C | Yes | no | Yes | D
Jewelry Machines | Jewelry Scales & Balances | Gold & Carat Balances | CY-C Series | LCD Bcklit | Internal Cal |  | CY 1003C | Yes | Yes | Yes | D
Jewelry Machines | Jewelry Scales & Balances | Gold & Carat Balances | CY Series | LCD Backlit | External Cal |  | CY 223 | Yes | No | No | D
Jewelry Machines | Jewelry Scales & Balances | Gold & Carat Balances | CY Series | LCD Backlit | External Cal |  | CY 323 | Yes | Yes | Yes | D
Jewelry Machines | Jewelry Scales & Balances | Gold & Carat Balances | CY Series | LCD Backlit | External Cal |  | CY 513 | Yes | Yes | Yes | D
Jewelry Machines | Jewelry Scales & Balances | Gold & Carat Balances | CY Series | LCD Backlit | External Cal |  | CY 723 | Yes | No | Yes | D
Jewelry Machines | Jewelry Scales & Balances | Gold & Carat Balances | CY Series | LCD Backlit | External Cal |  | CY 1003 | Yes | Yes | Yes | D
Jewelry Machines | Jewelry Scales & Balances | Gold & Carat Balances | CG-L Series | LCD Bcklit | External Cal |  | CG 203L | Yes | Yes | Yes | D
Jewelry Machines | Jewelry Scales & Balances | Gold & Carat Balances | CG-L Series | LCD Bcklit | External Cal |  | CG 303L | Yes | No | No | D
Jewelry Machines | Jewelry Scales & Balances | Gold & Carat Balances | CG-L Series | LCD Bcklit | External Cal |  | CG 503L | Yes | No | No
Jewelry Machines | Jewelry Scales & Balances | Silver Scales | CY-HC Series | LCD Bcklit | Internal Cal |  | CY 25001HC | Yes | No | No | D
Jewelry Machines | Jewelry Scales & Balances | Silver Scales | CY-HC Series | LCD Bcklit | Internal Cal |  | CY 35001HC | Yes | Yes | Yes | D
Jewelry Machines | Jewelry Scales & Balances | Silver Scales | CY-H Series | LCD Bcklit | External Cal |  | CY 15001H | yes | Yes | Yes | D
Jewelry Machines | Jewelry Scales & Balances | Silver Scales | CY-H Series | LCD Bcklit | External Cal |  | CY 35001H | Yes | Yes | Yes | D
Jewelry Machines | Jewelry Scales & Balances | Silver Scales | CY Series | LCD Backlit | External Cal |  | CY 3101 | Yes | Yes | Yes | D
Jewelry Machines | Jewelry Scales & Balances | Silver Scales | CY Series | LCD Backlit | External Cal |  | CY 6101 | Yes | Yes | Yes | D
Jewelry Machines | Jewelry Scales & Balances | Silver Scales | CG-L Series | LCD Bcklit | External Cal |  | CG 3001L | Yes | Yes | Yes | D
Jewelry Machines | Jewelry Scales & Balances | Siver Scales | CG-L Series | LCD Bcklit | External Cal |  | CG 6001L | Yes | Yes | Yes | D
Jewelry Machines | Jewelry Scales & Balances | Siver Scales | CG-L Series | LCD Bcklit | External Cal |  | CG 10001L | Yes | Yes | Yes | D
Jewelry Machines | Jewelry Scales & Balances | Siver Scales | CG-L Series | LCD Bcklit | External Cal |  | CG15001L | Yes | Yes | Yes | D
Jewelry Machines | Jewelry Scales & Balances | Siver Scales | CG-L Series | LCD Bcklit | External Cal |  | CG 30001L | Yes | Yes | Yes | D
D
Jewelry Machines | Jewelry Scales & Balances | Karat Tester | CY-GT Series | LCD Bcklit | External Cal |  | CY 613GT | Yes | Yes | Yes | D
Jewelry Machines | Jewelry Scales & Balances | Karat Tester | CY-GT Series | LCD Bcklit | External Cal |  | CY 612GT | yes | Yes | Yes | D
Jewelry Machines | Jewelry Scales & Balances | Karat Tester | CY-GT Series | LCD Bcklit | External Cal |  | CY 3102GT | Yes | Yes | Yes | D
Jewelry Machines | Accessories - Jewelry Scales & Balances | Dot Matrix Data Printer | Dot Matrix Data Printer |  | ---------------- |  | CPR 02 | Yes | Yes | Yes | D
Jewelry Machines | Accessories - Jewelry Scales & Balances | Dot Matrix Data Printer | Dot Matrix Data Printer |  | ---------------- |  | CPR 03 | Yes | Yes | Yes | D
Jewelry Machines | Accessories - Jewelry Scales & Balances | Vibrosorb-Anti Vibration Pad | Vibrosorb-Anti Vibration Pad |  | ---------------- |  | VRD 03 | Yes | No | No | D
Jewelry Machines | Accessories - Jewelry Scales & Balances | Anti Vibration Weighing Table | Anti Vibration Weighing Table |  | ---------------- |  | VRD - AVT 600 | Yes | No | No | D
Jewelry Machines | Accessories - Jewelry Scales & Balances | Remote Display | Remote Display |  | ---------------- |  | SRD 01 | Yes | Yes | Yes | D
Laboratory Weighing | Test Weights | Single Weights E1 | E1 |  | ---------------- | OIML Class Range | 500 gm | Yes | No | Yes |  | https://aczetind-my.sharepoint.com/:w:/r/personal/lathika_a_aczet_com/_layouts/15/Doc.aspx?sourcedoc=%7B85219931-8abf-4994-a1e6-044e9b13ac0d%7D&action=editnew
Laboratory Weighing | Test Weights | Single Weights E1 | E1 |  | ---------------- |  | 1 kg | Yes | No | Yes
Laboratory Weighing | Test Weights | Single Weights E1 | E1 |  | ---------------- |  | 2 kg | Yes | No | Yes
Laboratory Weighing | Test Weights | Single Weights E1 | E1 |  | ---------------- |  | 5 kg | Yes | No | Yes
Laboratory Weighing | Test Weights | Single Weights E1 | E1 |  | ---------------- |  | 10 kg | Yes | No | Yes
Laboratory Weighing | Test Weights | Single Weights E1 | E1 |  | ---------------- |  | 20 kg | Yes | No | Yes
Laboratory Weighing | Test Weights | Single Weights E1 | E1 |  | ---------------- |  | 50 kg | Yes | No | no
Laboratory Weighing | Test Weights | Single Weights E1 | E1 |  | ---------------- |  | 100 kg | yes | No | no
Laboratory Weighing | Test Weights | Single Weights E2 | E2 |  | ---------------- |  | 500 gm | Yes | No | Yes
Laboratory Weighing | Test Weights | Single Weights E2 | E2 |  | ---------------- |  | 1 kg | Yes | No | Yes
Laboratory Weighing | Test Weights | Single Weights E2 | E2 |  | ---------------- |  | 2 kg | Yes | No | Yes
Laboratory Weighing | Test Weights | Single Weights E2 | E2 |  | ---------------- |  | 5 kg | Yes | No | Yes
Laboratory Weighing | Test Weights | Single Weights E2 | E2 |  | ---------------- |  | 10 kg | Yes | No | Yes
Laboratory Weighing | Test Weights | Single Weights E2 | E2 |  | ---------------- |  | 20 kg | Yes | No | Yes
Laboratory Weighing | Test Weights | Single Weights E2 | E2 |  | ---------------- |  | 50 kg | Yes | No | no
Laboratory Weighing | Test Weights | Single Weights E2 | E2 |  | ---------------- |  | 100 kg | Yes | No | no
Laboratory Weighing | Test Weights | Single Weights F1 | F1 |  | ---------------- |  | 500 gm | Yes | No | Yes
Laboratory Weighing | Test Weights | Single Weights F1 | F1 |  | ---------------- |  | 1 kg | Yes | No | Yes
Laboratory Weighing | Test Weights | Single Weights F1 | F1 |  | ---------------- |  | 2 kg | Yes | No | Yes
Laboratory Weighing | Test Weights | Single Weights F1 | F1 |  | ---------------- |  | 5 kg | Yes | No | Yes
Laboratory Weighing | Test Weights | Single Weights F1 | F1 |  | ---------------- |  | 10 kg | Yes | No | Yes
Laboratory Weighing | Test Weights | Single Weights F1 | F1 |  | ---------------- |  | 20 kg | Yes | No | Yes
Laboratory Weighing | Test Weights | Single Weights F1 | F1 |  | ---------------- |  | 50 kg | Yes | No | no
Laboratory Weighing | Test Weights | Single Weights F1 | F1 |  | ---------------- |  | 100 kg | Yes | No | no
Laboratory Weighing | Test Weights | Single Weights M1 | M1 |  | ---------------- |  | 10 kg | Yes | No | no
Laboratory Weighing | Test Weights | Single Weights M1 | M1 |  | ---------------- |  | 20 kg | Yes | No | no
Laboratory Weighing | Test Weights | Single Weights M1 | M1 |  | ---------------- |  | 50 kg | Yes | No | no
Laboratory Weighing | Test Weights | Weight Sets Box E1 | E1 |  | ---------------- |  | 1 mg to 500 mg | Yes | Yes | Yes
Laboratory Weighing | Test Weights | Weight Sets Box E1 | E1 |  | ---------------- |  | 1 mg to 200 gm | Yes | Yes | Yes
Laboratory Weighing | Test Weights | Weight Sets Box E1 | E1 |  | ---------------- |  | 1 gm to 2 kg | Yes | Yes | Yes
Laboratory Weighing | Test Weights | Weight Sets Box E1 | E1 |  | ---------------- |  | 1 gm to 5 kg | Yes | Yes | Yes
Laboratory Weighing | Test Weights | Weight Sets Box E2 | E2 |  | ---------------- |  | 1 mg to 500 mg | Yes | Yes | Yes
Laboratory Weighing | Test Weights | Weight Sets Box E2 | E2 |  | ---------------- |  | 1 mg to 200 gm | Yes | Yes | Yes
Laboratory Weighing | Test Weights | Weight Sets Box E2 | E2 |  | ---------------- |  | 1 gm to 2 kg | Yes | Yes | Yes
Laboratory Weighing | Test Weights | Weight Sets Box E2 | E2 |  | ---------------- |  | 1 gm to 5 kg | Yes | Yes | Yes
Laboratory Weighing | Test Weights | Weight Sets Box F1 | F1 |  | ---------------- |  | 1 mg to 500 mg | Yes | Yes | Yes
Laboratory Weighing | Test Weights | Weight Sets Box F1 | F1 |  | ---------------- |  | 1 mg to 200 gm | Yes | Yes | Yes
Laboratory Weighing | Test Weights | Weight Sets Box F1 | F1 |  | ---------------- |  | 1 gm to 2 kg | Yes | Yes | Yes
Laboratory Weighing | Test Weights | Weight Sets Box F1 | F1 |  | ---------------- |  | 1 gm to 5 kg | Yes | Yes | Yes
Laboratory Weighing | Accessories Laboratory Weighing | Dot Matrix Data Printer | Dot Matrix Data Printer |  | ---------------- |  | CPR 02 | Yes | Yes | Yes
Laboratory Weighing | Accessories Laboratory Weighing | Dot Matrix Data Printer | Dot Matrix Data Printer |  | ---------------- |  | CPR 03 | Yes | yes | Yes
Laboratory Weighing | Accessories Laboratory Weighing | Density Kit - Solid (sinking and floating objects) | Density Kit |  | ---------------- |  | CDK 01 | Yes | Yes | Yes
Laboratory Weighing | Accessories Laboratory Weighing | Density Kit - Liquid | Density Kit - Liquid |  | ---------------- |  | CDK 01-L | Yes | Yes | Yes
Laboratory Weighing | Accessories Laboratory Weighing | Vibrosorb-Anti Vibration Pad | Vibrosorb-Anti Vibration Pad |  | ---------------- |  | VRD 03 | Yes | No | No
Laboratory Weighing | Accessories Laboratory Weighing | Barcode Reader | Barcode Reader |  |  |  | CBR 01
Laboratory Weighing | Accessories Laboratory Weighing | Anti Vibration Weighing Table | Anti Vibration Weighing Table |  | ---------------- |  | VRD - AVT | Yes | No | yes
Laboratory Weighing | Accessories Laboratory Weighing | Antistatic Ionizer | Antistatic Ionizer |  | ---------------- |  | CI 01 | Yes | yes | yes
Laboratory Weighing | Accessories Laboratory Weighing | Remote Display | Remote Display |  | ---------------- |  | SRD 01 | Yes | Yes | Yes
Laboratory Weighing | Accessories Laboratory Weighing | GSM Cutter | GSM Cutter |  | ---------------- |  | LBA-X 09 | Yes | no | yes
Laboratory Weighing | Accessories Laboratory Weighing | Specific Gravity Stand | Specific Gravity Stand |  | ---------------- |  | LBA-X 13 | Yes | No | No
Laboratory Weighing | Accessories Laboratory Weighing | Interface Cable | Interface Cable |  | ---------------- |  | LBA-X 15 - R | Yes | yes | yes
Laboratory Weighing | Accessories Laboratory Weighing | Interface Cable | Interface Cable |  | ---------------- |  | LBA-X 15 - U | Yes | yes | yes
Laboratory Weighing | Accessories Laboratory Weighing | Interface Cable | Interface Cable |  | ---------------- |  | LBA-X 15 - E | Yes | yes | yes
Laboratory Weighing | Accessories Laboratory Weighing | Anti-Thief Lock | Anti-Thief Lock |  | ---------------- |  | LBA-X 16 | Yes | yes | yes
Laboratory Weighing | Moisture Analyzer Accessories | Temperature Kit | Temperature Kit |  | ---------------- |  | CTK-X 01 | Yes | Yes | Yes
Laboratory Weighing | Moisture Analyzer Accessories | Aluminum Dishes | Aluminum Dishes |  | ---------------- |  | CMD 40 | Yes | Yes | Yes
Laboratory Weighing | Moisture Analyzer Accessories | Glass Fiber Filter Paper | Glass Fiber Filter |  | ---------------- |  | GFF 40 | Yes | Yes | Yes
Laboratory Weighing | Precision Balances & Scales | Compact Precision Balances & Scales | CZ Series - NTEP approved |  | ---------------- | Maximum Capacity Readability Product Series | CZ 602 | No | Yes | No |  | https://aczetind-my.sharepoint.com/:w:/g/personal/lathika_a_aczet_com/IQAvNvI9D3QZTr6NZKAZL-biAd2sPn3t_9MOD16GvJSFjuw?e=dYqlR6
Laboratory Weighing | Precision Balances & Scales | Compact Precision Balances & Scales | CZ Series - NTEP approved |  | ---------------- |  | CZ 1202 | No | Yes | No
Laboratory Weighing | Precision Balances & Scales | Compact Precision Balances & Scales | CZ Series - NTEP approved |  | ---------------- |  | CZ 1200 | No | Yes | No
Laboratory Weighing | Precision Balances & Scales | Compact Precision Balances & Scales | CZ Series - NTEP approved |  | ---------------- |  | CZ 6000H | No | Yes | No
Laboratory Weighing | Precision Balances & Scales | Compact Precision Balances & Scales | CG Series |  | ---------------- |  | CG 302 | Yes | No | no
Laboratory Weighing | Precision Balances & Scales | Compact Precision Balances & Scales | CG Series |  | ---------------- |  | CG 602 | Yes | No | no
Laboratory Weighing | Precision Balances & Scales | Compact Precision Balances & Scales | CG Series |  | ---------------- |  | CG 1202 | Yes | No | no
Laboratory Weighing | Precision Balances & Scales | Compact Precision Balances & Scales | CG-K Series |  | ---------------- |  | CG 103K | Yes | No | No
Laboratory Weighing | Precision Balances & Scales | Compact Precision Balances & Scales | CG-L Series |  | ---------------- |  | CG 203L | Yes | Yes | Yes
Laboratory Weighing | Precision Balances & Scales | Compact Precision Balances & Scales | CG-L Series |  | ---------------- |  | CG 303L | Yes | No | No
Laboratory Weighing | Precision Balances & Scales | Compact Precision Balances & Scales | CG-L Series |  | ---------------- |  | CG 602L | Yes | Yes | Yes
Laboratory Weighing | Precision Balances & Scales | Compact Precision Balances & Scales | CG-L Series |  | ---------------- |  | CG 1202L | Yes | Yes | Yes
Laboratory Weighing | Precision Balances & Scales | Compact Precision Balances & Scales | CG-L Series |  | ---------------- |  | CG 2002L | Yes | Yes | Yes
Laboratory Weighing | Precision Balances & Scales | Compact Precision Balances & Scales | CG-L Series |  | ---------------- |  | CG 3001L | Yes | Yes | Yes
Laboratory Weighing | Precision Balances & Scales | Compact Precision Balances & Scales | CG-L Series |  | ---------------- |  | CG 6001L | Yes | Yes | Yes
Laboratory Weighing | Precision Balances & Scales | Compact Precision Balances & Scales | CG-L Series |  | ---------------- |  | CG 10001L | Yes | Yes | Yes
Laboratory Weighing | Precision Balances & Scales | Compact Precision Balances & Scales | CG-L Series |  | ---------------- |  | CG15001L | Yes | Yes | Yes
Laboratory Weighing | Precision Balances & Scales | Compact Precision Balances & Scales | CG-L Series |  | ---------------- |  | CG 30001L | Yes | Yes | Yes
Industrial Weighing Solutions | Desk Scales | Desk Scales | CG Series |  | ---------------- | Maximum Capacity Readability Scale Type | CG 3 | Yes | Yes | Yes | D | Table Top Scale CG
Industrial Weighing Solutions | Desk Scales | Desk Scales | CG Series |  | ---------------- |  | CG 6 | Yes | Yes | Yes | D
Industrial Weighing Solutions | Desk Scales | Desk Scales | CG Series |  | ---------------- |  | CG 15 | Yes | Yes | Yes
Industrial Weighing Solutions | Desk Scales | Desk Scales | CG Series |  | ---------------- |  | CG 30 | Yes | Yes | Yes | D
Industrial Weighing Solutions | Desk Scales | Counting Desk Scales | CG-N Series |  | ---------------- |  | CG 3N | Yes | No | no |  | Counting Scale Table Top CG -N.docx
Industrial Weighing Solutions | Desk Scales | Counting Desk Scales | CG-N Series |  | ---------------- |  | CG 30N | Yes | No | no
Industrial Weighing Solutions | Desk Scales | Stainless Steel Desk Scales | CG-S Series |  | ---------------- |  | CG 3S | Yes | No | no |  | https://aczetind-my.sharepoint.com/:w:/g/personal/lathika_a_aczet_com/IQAo8XHyufyXRKzM9IRMOtWMAc_KuFTMj4mvlFqTC3TPkOU?e=1cf0Aa
Industrial Weighing Solutions | Desk Scales | Stainless Steel Desk Scales | CG-S Series |  | ---------------- |  | CG 6S | Yes | No | no
Industrial Weighing Solutions | Desk Scales | Stainless Steel Desk Scales | CG-S Series |  | ---------------- |  | CG 30S | Yes | No | no
Industrial Weighing Solutions | Desk Scales | Water Proof Desk Scales | CG-W Series |  | ---------------- |  | CG 6W | Yes | No | no
Industrial Weighing Solutions | Desk Scales | Water Proof Desk scales | CG-W Series |  | ---------------- |  | CG 15W | Yes | No | No
Industrial Weighing Solutions | Desk Scales | Flame-Proof Desk Scales | CG-SF Series |  | ---------------- |  | CG 3SF | Yes | No | No
Industrial Weighing Solutions | Desk Scales | Flame-Proof Desk Scales | CG SF Series |  | ---------------- |  | CG 6SF | Yes | No | No
Industrial Weighing Solutions | Desk Scales | Flame-Proof Desk Scales | CG SF Series |  | ---------------- |  | CG 30SF | Yes | No | No
Industrial Weighing Solutions | Bench & Platform Scales | High Precision Bench Scales | CTG-K Series |  | ---------------- | Maximum Capacity Readability Platform Size Scale Type | CTG 100K1 | Yes | No | no
Industrial Weighing Solutions | Bench & Platform Scales | High Precision Bench Scales | CTG-K Series |  | ---------------- |  | CTG 150K1 | Yes | No | no
Industrial Weighing Solutions | Bench & Platform Scales | High Precision Bench Scales | CTG-K Series |  |  |  | CTG 200K2 | Yes | No | No
Industrial Weighing Solutions | Bench & Platform Scales | High Precision Bench Scales | CTG-K Series |  | ---------------- |  | CTG 500K10 | Yes | No | No
Industrial Weighing Solutions | Bench & Platform Scales | High Precision Bench Scales | CTG-K Series |  | ---------------- |  | CTG 1000K20 | Yes | No | No
Industrial Weighing Solutions | Bench & Platform Scales | Bench Scales | CTG-B Series |  | ---------------- |  | CTG 50 | Yes | No | No |  | Bench Scale (MS Version) CTG - B
Industrial Weighing Solutions | Bench & Platform Scales | Bench Scales | CTG-B Series |  | ---------------- |  | CTG 60 | Yes | Yes | Yes
Industrial Weighing Solutions | Bench & Platform Scales | Bench Scales | CTG-B Series |  | ---------------- |  | CTG 150 | Yes | No | No
Industrial Weighing Solutions | Bench & Platform Scales | Bench Scales Stainless Steel | CTG-BS Series |  | ---------------- |  | CTG 50S | Yes | No | No |  | https://aczetind-my.sharepoint.com/:w:/g/personal/lathika_a_aczet_com/IQAG-yGSElnNRKkEYlg3UAgKAWD2Ib9_3rZYvpItFoaDCaM?e=Lqja1Y
Industrial Weighing Solutions | Bench & Platform Scales | Bench Scales Stainless Steel | CTG-BS Series |  | ---------------- |  | CTG 60S | Yes | No | No
Industrial Weighing Solutions | Bench & Platform Scales | Bench Scales Stainless Steel | CTG-BS Series |  | ---------------- |  | CTG 100S | Yes | No | No
Industrial Weighing Solutions | Bench & Platform Scales | Platform Scales | CTG Series |  | ---------------- |  | CTG 100 | Yes | No | No |  | https://aczetind-my.sharepoint.com/:w:/g/personal/lathika_a_aczet_com/IQBVIlIq3pXpTLZxysJ8vNYaAY71vJwcBkaqPtwl-wyagAk?e=GkzfmU
Industrial Weighing Solutions | Bench & Platform Scales | Platform Scales | CTG Series |  | ---------------- |  | CTG 150 | Yes | Yes | Yes
Industrial Weighing Solutions | Bench & Platform Scales | Platform Scales | CTG Series |  | ---------------- |  | CTG 200 | Yes | No | No
Industrial Weighing Solutions | Bench & Platform Scales | Platform Scales | CTG Series |  | ---------------- |  | CTG 300 | Yes | Yes | Yes
Industrial Weighing Solutions | Bench & Platform Scales | Platform Scales | CTG Series |  | ---------------- |  | CTG 500 | Yes | No | No
Industrial Weighing Solutions | Bench & Platform Scales | Platform Scales | CTG Series |  | ---------------- |  | CTG 501 | Yes | No | No
Industrial Weighing Solutions | Bench & Platform Scales | Platform Scales Stainless Steel | CTG-S Series |  | ---------------- |  | CTG 100S | Yes | No | No |  | Platform Scale (SS Version) CTG 100Product Code CTG 100 S
Industrial Weighing Solutions | Bench & Platform Scales | Platform Scales Stainless Steel | CTG-S Series |  | ---------------- |  | CTG 200S | Yes | No | No
Industrial Weighing Solutions | Bench & Platform Scales | Platform Scales Stainless Steel | CTG-S Series |  | ---------------- |  | CTG 300S | Yes | No | yes
Industrial Weighing Solutions | Bench & Platform Scales | Counting Platform Scales | CTG-N Series |  | ---------------- |  | CTG 150N | Yes | No | No
Industrial Weighing Solutions | Bench & Platform Scales | Counting Platform Scales | CTG-N Series |  | ---------------- |  | CTG 300N | Yes | No | No
Industrial Weighing Solutions | Bench & Platform Scales | Shippers Scales Stainless Steel | CTG-SPSeries |  | ---------------- |  | CTG 60SP | Yes | No | No |  | https://aczetind-my.sharepoint.com/:w:/g/personal/lathika_a_aczet_com/IQDVNFGuokGyRYPsR89uua3VAcD9kQZdUZxzsSjhJl1hW-k?e=CoGTkL
Industrial Weighing Solutions | Bench & Platform Scales | Shippers Scales Stainless Steel | CTG-SPSeries |  | ---------------- |  | CTG 150SP | Yes | No | No
Industrial Weighing Solutions | Bench & Platform Scales | Shippers Scales Stainless Steel | CTG-SPSeries |  | ---------------- |  | CTG 300SP | Yes | No | No
Industrial Weighing Solutions | Bench & Platform Scales | Shippers Scales Stainless Steel | CTG-SPSeries |  | ---------------- |  | CTG 500SP | Yes | No | No
Industrial Weighing Solutions | Bench & Platform Scales | Roller Ramp Scales | CTG-RR Series |  | ---------------- |  | CTG 60RR | Yes | No | No |  | https://aczetind-my.sharepoint.com/:w:/g/personal/lathika_a_aczet_com/IQD855DO0--wQoE8kaVwyJNJAU4-0NPdU18I3hutpdCaNqQ?e=UVBbx0
Industrial Weighing Solutions | Bench & Platform Scales | Roller Ramp Scales | CTG-RR Series |  | ---------------- |  | CTG 150RR | Yes | No | No
Industrial Weighing Solutions | Bench & Platform Scales | Roller Ramp Scales | CTG-RR Series |  | ---------------- |  | CTG 300RR | Yes | No | No
Industrial Weighing Solutions | Bench & Platform Scales | Roller Ramp Scales Stainless Steel | CTG-RS Series |  | ---------------- |  | CTG 60RS | Yes | No | No |  | https://aczetind-my.sharepoint.com/:w:/g/personal/lathika_a_aczet_com/IQAinCNZkRZYQL1wlofr9Ma_ASlEAP2TaB0a5_5TKi5tEIs?e=hu92Ge
Industrial Weighing Solutions | Bench & Platform Scales | Roller Ramp Scales Stainless Steel | CTG-RS Series |  | ---------------- |  | CTG 150RS | Yes | No | No
Industrial Weighing Solutions | Bench & Platform Scales | Roller Ramp Scales Stainless Steel | CTG-RS Series |  | ---------------- |  | CTG 300RS | Yes | No | No
Industrial Weighing Solutions | Floor Scales | Floor Scales | CTG-T4L Series |  | ---------------- | Maximum Capacity Readability Platform Size Scale Type | CTG 1 T4L | Yes | No | Yes |  | https://aczetind-my.sharepoint.com/:w:/g/personal/lathika_a_aczet_com/IQB87CVA53LvQo6FJxoh3jhmATiY5c41U_P-HhfNBqQPuYw?e=9exuPD
Industrial Weighing Solutions | Floor Scales | Floor Scales | CTG-T4L Series |  | ---------------- |  | CTG 1 T4L | Yes | No | No
Industrial Weighing Solutions | Floor Scales | Floor Scales | CTG-T4L Series |  | ---------------- |  | CTG 2 T4L | Yes | No | Yes
Industrial Weighing Solutions | Floor Scales | Floor Scales | CTG-T4L Series |  | ---------------- |  | CTG 2 T4L 5 | Yes | No | No
Industrial Weighing Solutions | Floor Scales | Floor Scales | CTG-T4L Series |  | ---------------- |  | CTG 3 T4L | Yes | No | yes
Industrial Weighing Solutions | Floor Scales | Floor Scales | CTG-T4L Series |  | ---------------- |  | CTG 5 T4L | Yes | No | No
Industrial Weighing Solutions | Floor Scales | Floor Scales | CTG-T4L Series |  | ---------------- |  | CTG 5 T4L 2 | Yes | No | No
Industrial Weighing Solutions | Floor Scales | Floor Scales Stainless Steel | CTG-T4LS Series |  | ---------------- |  | CTG 1 T4LS | Yes | No | Yes |  | https://aczetind-my.sharepoint.com/:w:/g/personal/lathika_a_aczet_com/IQB2aQMC-hXmTIUnNlvlg8VdAQXKiPRqnG5_R5zLKOfYb_I?e=RzmdRy
Industrial Weighing Solutions | Floor Scales | Floor Scales Stainless Steel | CTG-T4LS Series |  | ---------------- |  | CTG 1 T4LS | Yes | No | No
Industrial Weighing Solutions | Floor Scales | Floor Scales Stainless Steel | CTG-T4LS Series |  | ---------------- |  | CTG 2 T4LS | Yes | No | Yes
Industrial Weighing Solutions | Floor Scales | Floor Scales Stainless Steel | CTG-T4LS Series |  | ---------------- |  | CTG 2 T4LS 5 | Yes | No | No
Industrial Weighing Solutions | Floor Scales | Floor Scales Stainless Steel | CTG-T4LS Series |  | ---------------- |  | CTG 3 T4LS | Yes | No | yes
Industrial Weighing Solutions | Floor Scales | Floor Scales Stainless Steel | CTG-T4LS Series |  | ---------------- |  | CTG 5 T4LS | Yes | No | No
Industrial Weighing Solutions | Floor Scales | Floor Scales Stainless Steel | CTG-T4LS Series |  | ---------------- |  | CTG 5 T4LS 2 | Yes | No | No
Industrial Weighing Solutions | Floor Scales | Ultra Low Profile Floor Scales | CTG-4L UMS |  | ---------------- |  | CTG 600K 4L UMS | Yes | No | No |  | https://aczetind-my.sharepoint.com/:w:/g/personal/lathika_a_aczet_com/IQDE1VZzQocnTraXtCGEE519AYlpRm0GmPJ3W7wgaLWNnf4?e=CIK7uy
Industrial Weighing Solutions | Floor Scales | Ultra Low Profile Floor Scales | CTG-4L UMS Series |  | ---------------- |  | CTG 1T 4L UMS | Yes | No | No
Industrial Weighing Solutions | Floor Scales | Ultra Low Profile Floor Scales | CTG-4L UMS Series |  | ---------------- |  | CTG 2T 4L UMS | Yes | No | No
Industrial Weighing Solutions | Floor Scales | Ultra Low Profile Floor Scales Stainless Steel | CTG-4L USS |  | ---------------- |  | CTG 600K 4L USS | Yes | No | No |  | https://aczetind-my.sharepoint.com/:w:/g/personal/lathika_a_aczet_com/IQBlqrZupwDpQJgVhKLepa5zAflvEezC3SOdl722l12EoJc?e=vvzvTK
Industrial Weighing Solutions | Floor Scales | Ultra Low Profile Floor Scales Stainless Steel | CTG-4L USS |  | ---------------- |  | CTG 1T 4L USS | Yes | No | No
Industrial Weighing Solutions | Floor Scales | Ultra Low Profile Floor Scales Stainless Steel | CTG-4L USS |  | ---------------- |  | CTG 2T 4L USS | Yes | No | No
Industrial Weighing Solutions | Bench & Platform Scales | Flame-Proof Platform Scales | CTG-F series |  | ---------------- |  | CTG 60F | Yes | No | No |  | https://aczetind-my.sharepoint.com/:w:/g/personal/lathika_a_aczet_com/IQDc596VDeSSS7K6CxlnjpDGAbuUqnatZAjLPY5IC5lH4-I?e=kbW46V
Industrial Weighing Solutions | Bench & Platform Scales | Flame-Proof Platform Scales | CTG-F series |  | ---------------- |  | CTG 150F | Yes | No | No
Industrial Weighing Solutions | Bench & Platform Scales | Flame-Proof Platform Scales | CTG-F series |  | ---------------- |  | CTG 300F | Yes | No | No
Industrial Weighing Solutions | Bench & Platform Scales | Flame-Proof Platform Scales | CTG-F series |  | ---------------- |  | CTG 500F | Yes | No | No
Industrial Weighing Solutions | Bench & Platform Scales | Flame Proof Platform Scales Stainless Steel | CTG-FS series |  | ---------------- |  | CTG 60FS | Yes | No | No
Industrial Weighing Solutions | Bench & Platform Scales | Flame-Proof Platform Scales Stainless Steel | CTG-FS series |  | ---------------- |  | CTG 150FS | Yes | No | No
Industrial Weighing Solutions | Bench & Platform Scales | Flame-Proof Platform Scales Stainless Steel | CTG-FS series |  | ---------------- |  | CTG 300FS | Yes | No | No
Industrial Weighing Solutions | Floor Scales | Flame-Proof Floor Scales | CTG-T4LF Series |  | ---------------- |  | CTG 1 T4LF | Yes | No | No |  | https://aczetind-my.sharepoint.com/:w:/g/personal/lathika_a_aczet_com/IQAI0XFeB2YETrnXQqkxR-NbASuiuXo46wUj-e7TrjFfqPc?e=aOa8Gt
Industrial Weighing Solutions | Floor Scales | Flame-Proof Floor Scales | CTG-T4LF Series |  | ---------------- |  | CTG 2 T4LF | Yes | No | No
Industrial Weighing Solutions | Floor Scales | Flame-Proof Floor Scales | CTG-T4LF Series |  | ---------------- |  | CTG 3 T4LF | Yes | No | No
Industrial Weighing Solutions | Floor Scales | Flame-Proof Floor Scales | CTG-T4LF Series |  | ---------------- |  | CTG 3 T4LF 5 | Yes | No | No
Industrial Weighing Solutions | Floor Scales | Flame-Proof Floor Scales | CTG-T4LF Series |  | ---------------- |  | CTG 5 T4LF | Yes | No | No
Industrial Weighing Solutions | Floor Scales | Flame-Proof Floor Scales | CTG-T4LF Series |  | ---------------- |  | CTG 5 T4LF 2 | Yes | No | No
Industrial Weighing Solutions | Floor Scales | Flame-Proof Floor Scales Stainless Steel | CTG-T4LFS Series |  | ---------------- |  | CTG 1 T4LFS | Yes | No | No |  | https://aczetind-my.sharepoint.com/:w:/g/personal/lathika_a_aczet_com/IQA-zAnNTi4-RZMEmgGOxDtdASv4-Aanz7JdloUh7NoaRms?e=uFfQAP
Industrial Weighing Solutions | Floor Scales | Flame-Proof Floor Scales Stainless Steel | CTG-T4LFS Series |  | ---------------- |  | CTG 2 T4LFS | Yes | No | No
Industrial Weighing Solutions | Floor Scales | Flame-Proof Floor Scales Stainless Steel | CTG-T4LFS Series |  | ---------------- |  | CTG 3 T4LFS | Yes | No | No
Industrial Weighing Solutions | Floor Scales | Flame-Proof Floor Scales Stainless Steel | CTG-T4LFS Series |  | ---------------- |  | CTG 3 T4LFS 5 | Yes | No | No
Industrial Weighing Solutions | Floor Scales | Flame-Proof Floor Scales Stainless Steel | CTG-T4LFS Series |  | ---------------- |  | CTG 5 T4LFS | Yes | No | No
Industrial Weighing Solutions | Floor Scales | Flame-Proof Floor Scales Stainless Steel | CTG-T4LFS Series |  | ---------------- |  | CTG 5 T4LFS 2 | Yes | No | No
Industrial Weighing Solutions | Bench & Platform Scales | Airport Luggage Scales Stainless Steel | CTG-L Series |  | ---------------- |  | CTG 150L | Yes | No | No
Industrial Weighing Solutions | Bench & Platform Scales | Airport Luggage Scales Stainless Steel | CTG-L Series |  | ---------------- |  | CTG 300L | Yes | No | No |  | https://aczetind-my.sharepoint.com/:w:/g/personal/lathika_a_aczet_com/IQD7ROdkgrfSQ6Bw49aZC3e2Adhl7Rs7sQNrPqH-raL1Xo0?e=JaEB78
Industrial Weighing Solutions | Floor Scales | Pallet Scales | CTG-PT Series |  | ---------------- |  | CTG 1PT | Yes | No | Yes |  | https://aczetind-my.sharepoint.com/:w:/g/personal/lathika_a_aczet_com/IQAOuEsfuHyXQIPaX7LXO6nvAUytNjprkDj0YfQobi0XI-A?e=LhOEUf
Industrial Weighing Solutions | Floor Scales | Pallet Scales | CTG-PT Series |  | ---------------- |  | CTG 2PT | Yes | No | Yes
Industrial Weighing Solutions | Floor Scales | Pallet Scales Stainless Steel | CTG-PTS Series |  | ---------------- |  | CTG 1PTS | Yes | No | Yes |  | https://aczetind-my.sharepoint.com/:w:/g/personal/lathika_a_aczet_com/IQDsa1cggvvqRpCH6vd6T715AUiO97jdOul-j0cc4LtZbDg?e=Rbg4yA
Industrial Weighing Solutions | Floor Scales | Pallet Scales Stainless Steel | CTG-PTS Series |  | ---------------- |  | CTG 2PTS | Yes | No | Yes
Industrial Weighing Solutions | Floor Scales | Pallet Scales Stainless Steel - Accessories | Pallet Scale - Accessories |  | ---------------- |  | Flameproof Indicator Enclosure | Yes | No | No
Industrial Weighing Solutions | Floor Scales | Pallet Scales Stainless Steel - Accessories | Pallet Scale - Accessories |  | ---------------- |  | Built-in Printer Indicator | Yes | No | No
Industrial Weighing Solutions | Crane Scales | Crane Scales | HA-T Series |  | ---------------- |  | HA 2T | Yes | no | yes
Industrial Weighing Solutions | Crane Scales | Crane Scales | HA-T Series |  | ---------------- |  | HA 3T | Yes | No | Yes |  | https://aczetind-my.sharepoint.com/:w:/g/personal/lathika_a_aczet_com/IQDijHuLr-goQar7Tvvur2bJAdJT3mcd9FSAf_AjYRllh0o?e=Uwsnt2
Industrial Weighing Solutions | Crane Scales | Crane Scales | HA-T Series |  | ---------------- |  | HA 5T | Yes | No | Yes
Industrial Weighing Solutions | Crane Scales | Crane Scales | HA-T Series |  | ---------------- |  | HA 10T | Yes | No | yes
Industrial Weighing Solutions | Crane Scales | Crane Scales | HA-T Series |  | ---------------- |  | HA 15T | Yes | No | No
Industrial Weighing Solutions | Crane Scales | Crane Scales | HA-T Series |  | ---------------- |  | HA 20T | Yes | No | No
Industrial Weighing Solutions | Crane Scales | Crane Scales | HA-T Series |  | ---------------- |  | HA 30T | Yes | No | No
Industrial Weighing Solutions | Crane Scales | Crane Scales | HA-T Series |  | ---------------- |  | HA 50T | Yes | No | No
Industrial Weighing Solutions | Crane Scales | Crane Scales | Crane Scale - Accessories |  | ---------------- |  | Heat Shield (100º to 1600º) | Yes | No | No
Industrial Weighing Solutions | Crane Scales | Wireless Crane Scales | HA-TR Series |  | ---------------- |  | HA 5TR | Yes | No | No |  | https://aczetind-my.sharepoint.com/:w:/g/personal/lathika_a_aczet_com/IQByFCvhPLBWSIO5_t4XDtmiAYZII4rv-3-QEZvDaD9rSCo?e=5Ywhii
Industrial Weighing Solutions | Crane Scales | Wireless Crane Scales | HA-TR Series |  | ---------------- |  | HA 10TR | Yes | No | No
Industrial Weighing Solutions | Crane Scales | Wireless Crane Scales | HA-TR Series |  | ---------------- |  | HA 20TR | Yes | No | No
Industrial Weighing Solutions | Crane Scales | Wireless Crane Scales | HA-TR Series |  | ---------------- |  | HA 30TR | Yes | No | No
Industrial Weighing Solutions | Crane Scales | Wireless Crane Scales | HA-TR Series |  | ---------------- |  | HA 50TR | Yes | No | No
Industrial Weighing Solutions | Crane Scales | Wireless Crane Scales | Wireless Crane Scale - Accessories |  | ---------------- |  | Heat Shield (100º to 1600º) | Yes | No | No
Industrial Weighing Solutions | Crane Scales | Crane Scales withHand-Heldd Indicator | HA-TH Series |  | ---------------- |  | HA 2TH | Yes | No | No |  | https://aczetind-my.sharepoint.com/:w:/g/personal/lathika_a_aczet_com/IQC0jW_zHUq1SrLCsa2Um9IwAVXsPJbz6HX5HPadcUn0A88?e=CvVBgR
Industrial Weighing Solutions | Crane Scales | Crane Scales withHand-Heldd Indicator | HA-TH Series |  | ---------------- |  | HA 5TH | Yes | No | No
Industrial Weighing Solutions | Crane Scales | Crane Scales withHand-Heldd Indicator | HA-TH Series |  | ---------------- |  | HA 10TH | Yes | No | No
Industrial Weighing Solutions | Crane Scales | Crane Scales withHand-Heldd Indicator | HA-TH Series |  | ---------------- |  | HA 20TH | Yes | No | No
Industrial Weighing Solutions | Crane Scales | Crane Scales withHand-Heldd Indicator | HA-TH Series |  | ---------------- |  | HA 30TH | Yes | No | No
Industrial Weighing Solutions | Crane Scales | Wireless Transmission Crane Scales | HA-B Series |  | ---------------- |  | HA 2B | Yes | No | No |  | https://aczetind-my.sharepoint.com/:w:/g/personal/lathika_a_aczet_com/IQD0cTSUEqmYT6BlGp_Bi25jAWJD5-9rZ9DMVxch3dBvj4w?e=uFtqde
Industrial Weighing Solutions | Crane Scales | Wireless Transmission Crane Scales | HA-B Series |  | ---------------- |  | HA 5B | Yes | No | No
Industrial Weighing Solutions | Crane Scales | Wireless Transmission Crane Scales | HA-B Series |  | ---------------- |  | HA 10B | Yes | No | No
Industrial Weighing Solutions | Crane Scales | Wireless Transmission Crane Scales | HA-B Series |  | ---------------- |  | HA 20B | Yes | No | No
Industrial Weighing Solutions | Crane Scales | Wireless Transmission Crane Scales | HA-B Series |  | ---------------- |  | HA 30B | Yes | No | No
Industrial Weighing Solutions | Floor Scales | Cylinder Scales | CTG-T4LC Series |  | ---------------- |  | CTG 2T 4LC | Yes | No | No |  | https://aczetind-my.sharepoint.com/:w:/g/personal/lathika_a_aczet_com/IQBHoD5K0q0JTJZkQ9fbPk77AcwLV2p1leXP1hotm55HBHY?e=M0jBxr
Industrial Weighing Solutions | Floor Scales | Cylinder Scales | CTG-T4LC Series |  | ---------------- |  | CTG 3T 4LC | Yes | No | No
Industrial Weighing Solutions | Industrial Scales & Load Cell Systems | Tank Weighing Systems | WB-TN Series |  | ---------------- | Capacity | WB 1TN | Yes | No | No |  | https://aczetind-my.sharepoint.com/:w:/g/personal/lathika_a_aczet_com/IQCvTlc87pIZSIKw_5MqXH3ZASYVyw74LyQBrv25CA17MOo?e=yefVDD
Industrial Weighing Solutions | Industrial Scales & Load Cell Systems | Tank Weighing Systems | WB-TN Series |  | ---------------- |  | WB 2TN | Yes | No | No
Industrial Weighing Solutions | Industrial Scales & Load Cell Systems | Tank Weighing Systems | WB-TN Series |  | ---------------- |  | WB 5TN | Yes | No | No
Industrial Weighing Solutions | Industrial Scales & Load Cell Systems | Tank Weighing Systems | WB-TN Series |  | ---------------- |  | WB 10TN | Yes | No | No
Industrial Weighing Solutions | Industrial Scales & Load Cell Systems | Tank Weighing Systems | WB-TN Series |  | ---------------- |  | WB 15TN | Yes | No | No
Industrial Weighing Solutions | Industrial Scales & Load Cell Systems | Tank Weighing Systems | WB-TN Series |  | ---------------- |  | WB 20TN | Yes | No | No
Industrial Weighing Solutions | Industrial Scales & Load Cell Systems | Tank Weighing Systems | WB-TN Series |  | ---------------- |  | WB 30TN | Yes | No | No
Industrial Weighing Solutions | Industrial Scales & Load Cell Systems | Tank Weighing Systems | WB-TN Series |  | ---------------- |  | WB 50TN | Yes | No | No
Industrial Weighing Solutions | Industrial Scales & Load Cell Systems | Tank Weighing Systems | WB-TN Series |  | ---------------- |  | WB 100TN | Yes | No | No
Industrial Weighing Solutions | Industrial Scales & Load Cell Systems | Tank Weighing Systems | WB-TN Series |  | ---------------- |  | WB 150TN | Yes | No | No
Industrial Weighing Solutions | Industrial Scales & Load Cell Systems | Tank Weighing Systems | Tank Weighing System - Accessories |  | ---------------- |  | Flame Proof Indicators | Yes | No | No
Industrial Weighing Solutions | Industrial Scales & Load Cell Systems | Tank Weighing Systems | Tank Weighing System - Accessories |  | ---------------- |  | 4-20mA Current or 0-10 V O/P (for PLC Connectivity) Optiona | Yes | No | No
Industrial Weighing Solutions | Industrial Scales & Load Cell Systems | Tank Weighing Systems | Tank Weighing System - Accessories |  | ---------------- |  | Relay base O/P with Relay | Yes | No | No
Industrial Weighing Solutions | Industrial Scales & Load Cell Systems | Tank Weighing Systems | Tank Weighing System - Accessories |  | ---------------- |  | MS Mounting Assembly for per Load Cell | Yes | No | No
Industrial Weighing Solutions | Industrial Scales & Load Cell Systems | Tank Weighing Systems | Tank Weighing System - Accessories |  | ---------------- |  | SS Mounting Assembly for per Load Cell | Yes | No | No
Industrial Weighing Solutions | Floor Scales | Coil Weighing Scales | WB-CW Series |  | ---------------- |  | WB 20CW | Yes | No | No |  | https://aczetind-my.sharepoint.com/:w:/g/personal/lathika_a_aczet_com/IQATUelOGfTRTZKuchs7P9iWAaRRikD6QfbsFPn0njz_1So?e=F1peeW
Industrial Weighing Solutions | Floor Scales | Coil Weighing Scales | WB-CW Series |  | ---------------- |  | WB 30CW | Yes | No | No
Industrial Weighing Solutions | Weighbridges Scales Systems | Weigh in Motion Weighbridge Scales | WB-MM Series |  | ---------------- | Platform Types Capacity Platform Size No. of Loadcells | WB 30WIM | Yes | No | No
Industrial Weighing Solutions | Weighbridges Scales Systems | Weigh in Motion Weighbridge Scales | WB-MM Series |  | ---------------- |  | WB 50WIM | Yes | No | No
Industrial Weighing Solutions | Weighbridges Scales Systems | Weighbridge Scales | WB-T Series |  | ---------------- |  | WB 20T 7.5 | Yes | No | No |  | https://aczetind-my.sharepoint.com/:w:/g/personal/lathika_a_aczet_com/IQDVaSRCfK2NQ6i9MCWWZhnyAR1GL-kZEMbqH7JQBQ53No0?e=rj7Og8
Industrial Weighing Solutions | Weighbridges Scales Systems | Weighbridge Scales | WB-T Series |  | ---------------- |  | WB 30T 7.5 | Yes | No | No
Industrial Weighing Solutions | Weighbridges Scales Systems | Weighbridge Scales | WB-T Series |  | ---------------- |  | WB 30T 9 | Yes | No | No
Industrial Weighing Solutions | Weighbridges Scales Systems | Weighbridge Scales | WB-T Series |  | ---------------- |  | WB 40T 9 | Yes | No | No
Industrial Weighing Solutions | Weighbridges Scales Systems | Weighbridge Scales | WB-T Series |  | ---------------- |  | WB 50T 12 | Yes | No | No
Industrial Weighing Solutions | Weighbridges Scales Systems | Weighbridge Scales | WB-T Series |  | ---------------- |  | WB 60T 12 | Yes | No | No
Industrial Weighing Solutions | Weighbridges Scales Systems | Weighbridge Scales | WB-T Series |  | ---------------- |  | WB 60T 16 | Yes | No | No
Industrial Weighing Solutions | Weighbridges Scales Systems | Weighbridge Scales | WB-T Series |  | ---------------- |  | WB 80T 16 | Yes | No | No
Industrial Weighing Solutions | Weighbridges Scales Systems | Weighbridge Scales | WB-T Series |  | ---------------- |  | WB 80T 18 | Yes | No | No
Industrial Weighing Solutions | Weighbridges Scales Systems | Weighbridge Scales | WB-T Series |  | ---------------- |  | WB 100T 16 | Yes | No | No
Industrial Weighing Solutions | Weighbridges Scales Systems | Weighbridge Scales | WB-T Series |  | ---------------- |  | WB 100T 18 | Yes | No | No
Industrial Weighing Solutions | Weighbridges Scales Systems | Weighbridge Scales | WB-T Series |  | ---------------- |  | WB 120T 16 | Yes | No | No
Industrial Weighing Solutions | Weighbridges Scales Systems | Unmanned Operated Weighbridge Scales | WB-UM Series |  | ---------------- |  | WB 30T UM | Yes | No | No |  | https://aczetind-my.sharepoint.com/:w:/g/personal/lathika_a_aczet_com/IQAqyPIFgMJNS4d-QztA7Y-NAaFYdUVtssqehKz2LEEG_BU?e=ZoL3cE
Industrial Weighing Solutions | Weighbridges Scales Systems | Unmanned Operated Weighbridge Scales | WB-UM Series |  | ---------------- |  | WB 40T UM | Yes | No | No
Industrial Weighing Solutions | Weighbridges Scales Systems | Unmanned Operated Weighbridge Scales | WB-UM Series |  | ---------------- |  | WB 40T UM 12 | Yes | No | No
Industrial Weighing Solutions | Weighbridges Scales Systems | Unmanned Operated Weighbridge Scales | WB-UM Series |  | ---------------- |  | WB 50T UM | Yes | No | No
Industrial Weighing Solutions | Weighbridges Scales Systems | Unmanned Operated Weighbridge Scales | WB-UM Series |  | ---------------- |  | WB 60T UM | Yes | No | No
Industrial Weighing Solutions | Weighbridges Scales Systems | Unmanned Operated Weighbridge Scales | WB-UM Series |  | ---------------- |  | WB 60T UM 18 | Yes | No | No
Industrial Weighing Solutions | Weighbridges Scales Systems | Unmanned Operated Weighbridge Scales | WB-UM Series |  | ---------------- |  | WB 80T UM | Yes | No | No
Industrial Weighing Solutions | Weighbridges Scales Systems | Unmanned Operated Weighbridge Scales | WB-UM Series |  | ---------------- |  | WB 100T UM | Yes | No | No
Industrial Weighing Solutions | Weighbridges Scales Systems | Portable Truck Scale | WB-PT Series |  | ---------------- |  | WB 15PT | Yes | No | No |  | https://aczetind-my.sharepoint.com/:w:/g/personal/lathika_a_aczet_com/IQCW6r3IJXdBRI9tihPK6PZDAaUK2B9geN5_GYvxywRK1fE?e=9Aw1aU
Industrial Weighing Solutions | Weighbridges Scales Systems | Portable Truck Scale | WB-PT Series |  | ---------------- |  | WB 20PT | Yes | No | No
Industrial Weighing Solutions | Weighbridges Scales Systems | Portable Truck Scale | WB-PT Series |  | ---------------- |  | WB 30PT | Yes | No | No
Industrial Weighing Solutions | Weighbridges Scales Systems | Portable Truck Scale | WB-PT Series |  | ---------------- |  | WB 40PT | Yes | No | No
Industrial Weighing Solutions | Weighbridges Scales Systems | Portable Truck Scale | Portable Truck Scale - Accessories |  | ---------------- |  | Wireless weigh Pad | Yes | No | No
Industrial Weighing Solutions | Product Inspection Systems | Checkweigher Systems | CW Series |  | ---------------- |  | CW 200 | Yes | No | No |  | https://aczetind-my.sharepoint.com/:w:/g/personal/lathika_a_aczet_com/IQB4TXdlQdkqT5r6jtbQ7HEnAZYD1LXqY3E0tPy57YlC0WE?e=YJtNwD
Industrial Weighing Solutions | Product Inspection Systems | Checkweigher Systems | CW Series |  | ---------------- |  | CW 500 | Yes | No | No
Industrial Weighing Solutions | Product Inspection Systems | Checkweigher Systems | CW Series |  | ---------------- |  | CW 1K | Yes | No | No
Industrial Weighing Solutions | Product Inspection Systems | Checkweigher Systems | CW Series |  | ---------------- |  | CW 3K | Yes | No | No
Industrial Weighing Solutions | Product Inspection Systems | Checkweigher Systems | CW Series |  | ---------------- |  | CW 10K* | Yes | No | No
Industrial Weighing Solutions | Product Inspection Systems | Checkweigher Systems | CW Series |  | ---------------- |  | CW 20K* | Yes | No | No
Industrial Weighing Solutions | Product Inspection Systems | Checkweigher Systems | CW Series |  | ---------------- |  | CW 30K* | Yes | No | No
Industrial Weighing Solutions | Product Inspection Systems | Checkweigher Systems | CW Series |  | ---------------- |  | CW 40K* | Yes | No | No
Industrial Weighing Solutions | Product Inspection Systems | Checkweigher Systems | Check Weigher - Accessories |  | ---------------- |  | Infeeding & Rejecting conveyor | Yes | No | No
Industrial Weighing Solutions | Product Inspection Systems | Metal Detector Systems | MDC Series |  | ---------------- |  | MDC 300 | Yes | No | No |  | https://aczetind-my.sharepoint.com/:w:/g/personal/lathika_a_aczet_com/IQBkb2EA7hzdQ7wQI3AKQIdoATFojT6_ZW_eabBJ_ANTZLE?e=XgPtox
Industrial Weighing Solutions | Product Inspection Systems | Metal Detector Systems | MDC Series |  | ---------------- |  | MDC 350 | Yes | No | No
Industrial Weighing Solutions | Product Inspection Systems | Metal Detector Systems | MDC Series |  | ---------------- |  | MDC 400 | Yes | No | No
Industrial Weighing Solutions | Product Inspection Systems | Metal Detector Systems | MDC Series |  | ---------------- |  | MDC 500 | Yes | No | No
Industrial Weighing Solutions | Product Inspection Systems | Metal Detector Systems | MDC Series |  | ---------------- |  | MDC 600 | Yes | No | No
Industrial Weighing Solutions | Product Inspection Systems | Metal Detector Systems | Metal Detector - Accessories |  | ---------------- |  | Infeeding & Rejecting conveyor | Yes | No | No
Industrial Weighing Solutions | Product Inspection Systems | Checkweigher Systems With Metal Detector Combo | CMD Series |  | ---------------- |  | CMD 3K | Yes | No | No |  | Checkweighing Metal Detector Combo CMD Series
Industrial Weighing Solutions | Product Inspection Systems | Heavy Pack Checkweigher Systems | CW-K Series |  | ---------------- |  | CW 30KL | Yes | No | No
Industrial Weighing Solutions | Product Inspection Systems | Heavy Pack Checkweigher Systems | CW-K Series |  | ---------------- |  | CW 60K | Yes | No | No
Industrial Weighing Solutions | Product Inspection Systems | Metal Separator Systems | MS Series |  | ---------------- |  | MS 100 | Yes | No | No |  | https://aczetind-my.sharepoint.com/:w:/g/personal/lathika_a_aczet_com/IQBFzusouaOGQ71WVwVZaR5wAc1TTuzzbQBrZe-WDelyYTY?e=Q5M9ek
Industrial Weighing Solutions | Product Inspection Systems | Metal Separator Systems | MS Series |  | ---------------- |  | MS 120 | Yes | No | No
Industrial Weighing Solutions | Product Inspection Systems | Metal Separator Systems | MS Series |  | ---------------- |  | MS 150 | Yes | No | No
Industrial Weighing Solutions | Product Inspection Systems | Metal Separator Systems | MS Series |  | ---------------- |  | MS 200 | Yes | No | No
Industrial Weighing Solutions | Product Inspection Systems | X-Ray Inspection System | X-Ray Inspection System |  | ---------------- |  | CXR 2480 | Yes | No | No |  | https://aczetind-my.sharepoint.com/:w:/g/personal/lathika_a_aczet_com/IQD52EPUAhj9R6mah03H7APuAXKKqRdC3zUuKGNv9VmW9iI?e=1SMJB0
Industrial Weighing Solutions | Product Inspection Systems | X-Ray Inspection System | X-Ray Inspection System |  | ---------------- |  | CXR 4080 | Yes | No | No
Industrial Weighing Solutions | Product Inspection Systems | X-Ray Inspection System | X-Ray Inspection System |  | ---------------- |  | CXR 6080 | Yes | No | No
Industrial Weighing Solutions | Medical Scales | Baby Scales | BS Series |  | ---------------- | Maximum Capacity Readability Platform Size | BS 20 LCD | Yes | No | No |  | https://aczetind-my.sharepoint.com/:w:/g/personal/lathika_a_aczet_com/IQDZ77of-9yESbrn9vaNHrylAa1iKaY8Z0GObYURE7rC9ao?e=70lO43
Industrial Weighing Solutions | Medical Scales | Baby Scales | BS Series |  | ---------------- |  | BS 20 LED | Yes | No | No
Industrial Weighing Solutions | Medical Scales | Mother And Child Scales | HS Series |  | ---------------- |  | HS 100 | Yes | No | No |  | https://aczetind-my.sharepoint.com/:w:/g/personal/lathika_a_aczet_com/IQBkXDoaqnGzTavsktIQe3f0Ac6ZbyEzp3bs-07WKUQXCO4?e=J4E68M
Industrial Weighing Solutions | Medical Scales | Mother And Child Scales | HS Series |  | ---------------- |  | HS 180 | Yes | No | No
Industrial Weighing Solutions | Medical Scales | Health Scales | HS Series |  | ---------------- |  | HS 180 | Yes | No | No |  | health scale
Industrial Weighing Solutions | Medical Scales | Double Pan Scales | CG-B Series |  | ---------------- |  | CG 6B | Yes | No | No
Industrial Weighing Solutions | Medical Scales | Height and Weight Scale | HS Series |  | ---------------- |  | HS 200 | Yes | No | No
Industrial Weighing Solutions | Medical Scales | Ultrasonic Height Body Fat Analyzer | HS-PH Series |  | ---------------- |  | HS 200 PH | Yes | No | No
Industrial Weighing Solutions | Medical Scales | Mortuary Scales (Dead Body Scales) | CTG-PDS Series |  | ---------------- |  | CTG 300PDS | Yes | No | No |  | https://aczetind-my.sharepoint.com/:w:/g/personal/lathika_a_aczet_com/IQAdfYg73KbPTYgC4-8UBzFvAWRRceePjHMlVax9KQjzli0?e=EjMH8O
Industrial Weighing Solutions | Medical Scales | Animal Weighing Scales | CTG-A Series |  | ---------------- |  | CTG 600A | Yes | No | No |  | Animal Weighing Scales.docx
Industrial Weighing Solutions | Medical Scales | Animal Weighing Scales | CTG-A Series |  | ---------------- |  | CTG 600A / 1TA | Yes | No | No
Industrial Weighing Solutions | Medical Scales | Animal Weighing Scales | CTG-A Series |  | ---------------- |  | CTG 1TA / 2TA | Yes | No | No
Industrial Weighing Solutions | Medical Scales | Animal Weighing Scales | CTG-A Series |  | ---------------- |  | CTG 2TA 1 | Yes | No | No
Industrial Weighing Solutions | Medical Scales | Animal Weighing Scales | CTG-A Series |  | ---------------- |  | CTG 2TA 2 | Yes | No | No
Industrial Weighing Solutions | Medical Scales | Animal Weighing Scales | CTG-A Series |  | ---------------- |  | CTG 2TA 3 | Yes | No | No
Laboratory Instruments | Refractometer Instruments | Analog ABBE Refractometer | 2AWAJ Series |  | ---------------- | Analog Bech top Semi Digital Automatic | 2 AWAJ | Yes | No | No |  | https://aczetind-my.sharepoint.com/:w:/r/personal/lathika_a_aczet_com/_layouts/15/Doc.aspx?sourcedoc=%7B9e8cd333-5560-41dc-b053-6babfb05900d%7D&action=editnew
Laboratory Instruments | Refractometer Instruments | Bench Top Digital Refractometer | DRM-B Series |  | ---------------- |  | DRM B | Yes | No | No
Laboratory Instruments | Refractometer Instruments | Digital ABBE Refractometer | ARM-2S Series |  | ---------------- |  | ARM 2S | Yes | No | No
Laboratory Instruments | Refractometer Instruments | Automatic Refractometer | ARM-Z Series |  | ---------------- |  | ARM Z | Yes | No | No
Laboratory Instruments | Polarimeter | Analog Polarimeter | APM Series |  | ---------------- | Analog Automatic Measuring Range | APM 4 | Yes | No | No |  | https://aczetind-my.sharepoint.com/:w:/r/personal/lathika_a_aczet_com/_layouts/15/Doc.aspx?sourcedoc=%7Bc8f22feb-eea0-4929-a004-a81019353a0e%7D&action=editnew
Laboratory Instruments | Polarimeter | Automatic Polarimeter | APM Series |  | ---------------- |  | APM 2 | Yes | No | No
Laboratory Instruments | Polarimeter | Automatic Polarimeter | APM Series |  | ---------------- |  | APM 3 | Yes | No | No
Laboratory Instruments | Visual Colorimeter | Visual Colorimeter | AT 2 Series |  | ---------------- | Not Required | AT 2 | Yes | No | No |  | https://aczetind-my.sharepoint.com/:w:/r/personal/lathika_a_aczet_com/_layouts/15/Doc.aspx?sourcedoc=%7B2f328433-b65f-42ae-b391-7bcdcc96b654%7D&action=editnew
Laboratory Instruments | Milk Analyzers | Milk Analyzer | Milk Pro+ Series |  | ---------------- | Not Required | Milk Pro+ | Yes | No | No |  | https://aczetind-my.sharepoint.com/:w:/r/personal/lathika_a_aczet_com/_layouts/15/Doc.aspx?sourcedoc=%7B41d66745-5e3b-4e42-b4d9-9ec3e54dc3b9%7D&action=editnew
Laboratory Instruments | Rotational Viscometer | Rotational Viscometer | VISCO Series |  | ---------------- | Speed No. of Speed | VISCO L | Yes | No | No |  | https://aczetind-my.sharepoint.com/:w:/r/personal/lathika_a_aczet_com/_layouts/15/Doc.aspx?sourcedoc=%7B8d496631-17c8-4e14-941e-a35e61acb824%7D&action=editnew
Laboratory Instruments | Rotational Viscometer | Rotational Viscometer | VISCO Series |  | ---------------- |  | VISCO R | Yes | No | No
Laboratory Instruments | Rotational Viscometer | Rotational Viscometer | VISCO Series |  | ---------------- |  | VISCO H | Yes | No | No
Laboratory Instruments | Viscometer Accessories | Rotational Viscometer | Viscometer Accessories |  | ---------------- |  | APM (Small Sample Adapter) | Yes | No | No
Laboratory Instruments | Viscometer Accessories | Rotational Viscometer | Viscometer Accessories |  | ---------------- |  | LCP (Low Viscosity Adapters) | Yes | No | No
Laboratory Instruments | Tablet Hardness Testers | Tablet Hardness Tester | ATH Series |  | ---------------- | Not Required | ATH 500 | Yes | No | No |  | https://aczetind-my.sharepoint.com/:w:/r/personal/lathika_a_aczet_com/_layouts/15/Doc.aspx?sourcedoc=%7B5e950be9-96e3-4060-a524-c116ad1de6e5%7D&action=editnew
Laboratory Instruments | Ultrasonic Probe Sonicators | Ultrasonic Probe Sonicator | APU Series |  | ---------------- | Capacity (ml) Power | APU 250 | Yes | No | No |  | https://aczetind-my.sharepoint.com/:w:/r/personal/lathika_a_aczet_com/_layouts/15/Doc.aspx?sourcedoc=%7B209e9659-6b81-4034-bf64-433ffe3331e8%7D&action=editnew
Laboratory Instruments | Ultrasonic Probe Sonicators | Ultrasonic Probe Sonicator | APU Series |  | ---------------- |  | APU 500 | Yes | No | No
Laboratory Instruments | Ultrasonic Probe Sonicator- Accessories | Ultrasonic Probe Sonicator- Accessories | Ultrasonic Probe Sonicator- Accessories |  | ---------------- |  | Probe Ø2, Ø3, Ø8, Ø10 each | Yes | No | No
Laboratory Instruments | Ultrasonic Cleaners | Ultrasonic Cleaners | CUB Series |  | ---------------- | Tank Litre Capacity | CUB 2.0 | Yes | No | Yes |  | https://aczetind-my.sharepoint.com/:w:/r/personal/lathika_a_aczet_com/_layouts/15/Doc.aspx?sourcedoc=%7B9accecbe-27dc-4e47-9c56-7be249191fb1%7D&action=editnew
Laboratory Instruments | Ultrasonic Cleaners | Ultrasonic Cleaners | CUB Series |  | ---------------- |  | CUB 5 | Yes | No | Yes
Laboratory Instruments | Ultrasonic Cleaners | Ultrasonic Cleaners | CUB Series |  | ---------------- |  | CUB 10 | Yes | No | Yes
Laboratory Instruments | Ultrasonic Cleaners | Ultrasonic Cleaners | CUB Series |  | ---------------- |  | CUB 15 | Yes | No | Yes
Laboratory Instruments | Ultrasonic Cleaners | Ultrasonic Cleaners | CUB Series |  | ---------------- |  | CUB 22 | Yes | No | Yes
Laboratory Instruments | Ultrasonic Cleaners | Ultrasonic Cleaners | CUB Series |  | ---------------- |  | CUB 30 | Yes | No | Yes
Laboratory Instruments | Ultrasonic Cleaners | Ultrasonic Cleaners | CUB Series |  | ---------------- |  | CUB 60 | Yes | No | No
Laboratory Instruments | Ultrasonic Cleaners | Ultrasonic Cleaners | CUB Series |  | ---------------- |  | CUB 100 | Yes | No | No
Laboratory Instruments | ICE Flake Maker | ICE Flake Makers | AMS Series |  | ---------------- |  | AMS 30 | Yes | No | No |  | https://aczetind-my.sharepoint.com/:w:/r/personal/lathika_a_aczet_com/_layouts/15/Doc.aspx?sourcedoc=%7Bfd8b682a-aa02-498b-bd92-ff3afaf8c072%7D&action=editnew
Laboratory Instruments | ICE Flake Maker | ICE Flake Makers | AMS Series |  | ---------------- |  | AMS 50 | Yes | No | No
Laboratory Instruments | ICE Flake Maker | ICE Flake Makers | AMS Series |  | ---------------- |  | AMS 100 | Yes | No | No
Laboratory Instruments | ICE Flake Maker | ICE Flake Makers | AMS Series |  | ---------------- |  | AMS 200 | Yes | No | No
Jewelry Machines | Benchtop XRF Analyzers | Gold Testing Machines | Cube Series |  | ---------------- | Product Series Detector Measuring Direction | CUBE | Yes | no | Yes |  | https://aczetind-my.sharepoint.com/:w:/r/personal/lathika_a_aczet_com/_layouts/15/Doc.aspx?sourcedoc=%7Bfe2570de-b88a-4111-b962-fd62de0ce22a%7D&action=editnew
Jewelry Machines | Benchtop XRF Analyzers | Gold Testing Machines | Cube Series |  | ---------------- |  | CUBE- Si-PIN | Yes | Yes | Yes
Jewelry Machines | Benchtop XRF Analyzers | Gold Testing Machines | Cube Series |  | ---------------- |  | CUBE- SDD | Yes | Yes | Yes
Jewelry Machines | Benchtop XRF Analyzers | Gold Testing Machines | Compact Eco Series |  | ---------------- |  | Compact Eco | Yes | No | Yes |  | https://aczetind-my.sharepoint.com/:w:/r/personal/lathika_a_aczet_com/_layouts/15/Doc.aspx?sourcedoc=%7B5e6ca0dd-5836-4c7d-964e-4918819c7126%7D&action=editnew
Jewelry Machines | Benchtop XRF Analyzers | Gold Testing Machines | Compact Eco Series |  | ---------------- |  | Compact Eco - Si-PIN | Yes | Yes | Yes
Jewelry Machines | Benchtop XRF Analyzers | Gold Testing Machines | Compact Eco Series |  | ---------------- |  | Compact Eco - SDD | Yes | Yes | Yes
Jewelry Machines | Benchtop XRF Analyzers | Gold Testing Machines | StaRk Series |  | ---------------- |  | StaRk | Yes | No | Yes | D | https://aczetind-my.sharepoint.com/:w:/r/personal/lathika_a_aczet_com/_layouts/15/Doc.aspx?sourcedoc=%7Bed233e87-763a-412e-92e7-200a29614e12%7D&action=editnew
Jewelry Machines | Benchtop XRF Analyzers | Gold Testing Machines | StaRk Series |  | ---------------- |  | StaRk - Si-PIN | Yes | Yes | Yes | D
Jewelry Machines | Benchtop XRF Analyzers | Gold Testing Machines | StaRk Series |  | ---------------- |  | StaRk - SDD | Yes | Yes | Yes | D
Jewelry Machines | Benchtop XRF Analyzers | Gold Testing Machines | StaRk (Inbuilt) Series |  | ---------------- |  | StaRk (Inbuilt Screen) | Yes | no | Yes
Jewelry Machines | Benchtop XRF Analyzers | Gold Testing Machines | StaRk (Inbuilt) Series |  | ---------------- |  | StaRk In-built PIN | Yes | Yes | Yes
Jewelry Machines | Benchtop XRF Analyzers | Gold Testing Machines | StaRk (Inbuilt) Series |  | ---------------- |  | StaRk In-built FSDD | Yes | Yes | Yes
Jewelry Machines | Benchtop XRF Analyzers | Gold Testing Machines | StaRk Pro Series |  | ---------------- |  | Stark Pro PIN | Yes | Yes | Yes
Jewelry Machines | Benchtop XRF Analyzers | Gold Testing Machines | Stark Pro Series |  | ---------------- |  | Stark Pro FSDD | Yes | Yes | Yes
Jewelry Machines | Benchtop XRF Analyzers | Gold Testing Machines | StaRk Pro (Inbuilt) Series |  | ---------------- |  | Stark Pro in-built PIN | Yes | Yes | Yes
Jewelry Machines | Benchtop XRF Analyzers | Gold Testing Machines | StaRk Pro (Inbuilt) Series |  | ---------------- |  | Stark Pro in-built FSDD | Yes | No | No
Jewelry Machines | Benchtop XRF Analyzers | Gold Testing Machines | Axiom Series |  | ---------------- |  | Axiom | Yes | no | Yes |  | https://aczetind-my.sharepoint.com/:w:/r/personal/lathika_a_aczet_com/_layouts/15/Doc.aspx?sourcedoc=%7B3374c833-9937-4beb-b7d5-b1624b3d60fd%7D&action=editnew
Jewelry Machines | Benchtop XRF Analyzers | Gold Testing Machines | Axiom Series |  | ---------------- |  | Axiom - Si-PIN | Yes | Yes | Yes
Jewelry Machines | Benchtop XRF Analyzers | Gold Testing Machines | Axiom Series |  | ---------------- |  | Axiom - SDD | Yes | Yes | Yes
Jewelry Machines | Benchtop XRF Analyzsrs - Accessories | Gold Testing Machines | XRF instrument- Accessories |  | ---------------- |  | Multicollimator Changer | Yes | Yes | Yes
Jewelry Machines | Benchtop XRF Analyzsrs - Accessories | Gold Testing Machines | XRF instrument- Accessories |  | ---------------- |  | BE Window Xray tube | Yes | Yes | Yes
Jewelry Machines | Benchtop XRF Analyzsrs - Accessories | Gold Testing Machines | XRF instrument- Accessories |  | ---------------- |  | Red Light Pointer | Yes | Yes | Yes
Jewelry Machines | Benchtop XRF Analyzsrs - Accessories | Gold Testing Machines | XRF instrument- Accessories |  | ---------------- |  | XYZ motrorised Stage | Yes | Yes | Yes
Jewelry Machines | Benchtop XRF Analyzsrs - Accessories | Gold Testing Machines | XRF instrument- Accessories |  | ---------------- |  | Calibration Standard | Yes | Yes | Yes
Jewelry Machines | Benchtop XRF Analyzsrs - Accessories | Benchtop XRF Analyzers | XRF instrument- Accessories |  | ---------------- |  | Lab Jack Stand Table | Yes | Yes | Yes
Jewelry Machines | Hand Held XRF Instrument | Handheld Gold Testing Machines | Nanoris Series |  | ---------------- |  | Nanoris - Si-PIN | Yes | Yes | Yes |  | https://aczetind-my.sharepoint.com/:w:/r/personal/lathika_a_aczet_com/_layouts/15/Doc.aspx?sourcedoc=%7B3374c833-9937-4beb-b7d5-b1624b3d60fd%7D&action=editnew
Jewelry Machines | Hand Held XRF Instrument | Handheld Gold Testing Machines | Nanoris Series |  | ---------------- |  | Nanoris - SDD | Yes | Yes | Yes
Jewelry Machines | Hand Held XRF Instrument- Accessories | Handheld Gold Testing Machines | Hand Held XRF - Accessories |  | ---------------- |  | Stand | Yes | Yes | Yes
Jewelry Machines | Laser Marking Machines | Laser Marking Machines | LM Series |  | ---------------- | Product Series Laser Power | LM - 20 | Yes | Yes | Yes |  | https://aczetind-my.sharepoint.com/:w:/g/personal/lathika_a_aczet_com/IQA3G_L_MF4lSKONQopLZWXQATUbwQxoBUH_sct1gbEDx7Q?e=nQLFav
Jewelry Machines | Laser Marking Machines | Laser Marking Machines | LM Series |  | ---------------- |  | LM - 60 | Yes | Yes | Yes
Jewelry Machines | Laser Marking Machines | Laser Marking Machines | CFM Series |  | ---------------- |  | CFM - 20 | Yes | Yes | Yes |  | https://aczetind-my.sharepoint.com/:w:/g/personal/lathika_a_aczet_com/IQAuXWnOB0niRYZCOR6KUL4vATorwohvm7pkcGNl5c5ubdU?e=cN7OoOv
Jewelry Machines | Laser Marking Machines | Laser Marking Machines | CFM Series |  | ---------------- |  | CFM - 30 | Yes | No | No
Jewelry Machines | Laser Marking Machines | Laser Marking Machines | CFM Series |  | ---------------- |  | CFM - 50 | Yes | No | Yes
Jewelry Machines | Laser Marking Machines | Laser Marking Machines | CFM Series |  | ---------------- |  | CFM - 60 | Yes | No | Yes
Jewelry Machines | Laser Marking Machines | Laser Marking Machines | CFM Series |  | ---------------- |  | CFM - 100 | Yes | Yes | Yes
Jewelry Machines | Laser Marking Machines | Colour Laser Marking Machine | Multicolour |  | ---------------- |  | Multicolour Laser marker | Yes | no | Yes
Jewelry Machines | Laser Marking Machines | Laser Marking Machines | CLEP Series |  | ---------------- |  | CLEP - 10 | Yes | No | No |  | CFEP 10 Series
Jewelry Machines | Laser Marking Machines | Laser Marking Machines | CFM 3D Series |  | ---------------- |  | CFM - 30-3D | Yes | No | no
Jewelry Machines | Laser Marking Machines | Laser Marking Machines | CFM 3D Series |  | ---------------- |  | CFM - 50-3D | Yes | No | no
Jewelry Machines | Laser Marking Machines | Laser Marking Machines | CFM 3D Series |  | ---------------- |  | CFM - 100-3D | Yes | No | no
Jewelry Machines | Laser Marking Machine - Accessories | Laser Marking Machine - Accessories | Laser Marking Machine - Accessories |  | ---------------- |  | Standard Rotary | Yes | Yes | Yes
Jewelry Machines | Laser Marking Machine - Accessories | Laser Marking Machine - Accessories | Laser Marking Machine - Accessories |  | ---------------- |  | Professional Rotary | Yes | Yes | Yes
Jewelry Machines | Laser Marking Machine - Accessories | Laser Marking Machine - Accessories | Laser Marking Machine - Accessories |  | ---------------- |  | Cutting Zing | Yes | Yes | Yes
Jewelry Machines | Laser Marking Machine - Accessories | Laser Marking Machine - Accessories | Laser Marking Machine - Accessories |  | ---------------- |  | Eye protection Cover | Yes | Yes | Yes
Jewelry Machines | Laser Marking Machine - Accessories | Laser Marking Machine - Accessories | Laser Marking Machine - Accessories |  | ---------------- |  | Dust Collector | Yes | Yes | Yes
Jewelry Machines | Laser Welding Machines | Laser Welding Machines | Stout Series |  | ---------------- | Product Series Laser Power Max Pulse Energy Microscope | Stout 180 | Yes | Yes | Yes |  | https://aczetind-my.sharepoint.com/:w:/g/personal/lathika_a_aczet_com/IQDqDlkrd-sOTo6wvbXurwNmAVhL6aq2zEDLAn_4dAuC3hs?e=gdRkj0
Jewelry Machines | Laser Welding Machines | Laser Spot Welding Machines | Stout Series |  | ---------------- |  | Stout 225 | Yes | Yes | Yes
Jewelry Machines | Laser Welding Machines | Laser Spot Welding Machines | Stout 3D Series |  | ---------------- |  | Stout 180-3D | Yes | Yes | Yes
Jewelry Machines | Laser Welding Machines | Laser Spot Welding Machines | Stout 3D Series |  | ---------------- |  | Stout 225-3D | Yes | Yes | Yes
Jewelry Machines | Laser Welding Machines | Laser Spot Welding Machines | Forza Series |  | ---------------- |  | Forza 60 | Yes | Yes | Yes |  | Forza 160, 180
Jewelry Machines | Laser Welding Machines | Laser Spot Welding Machines | Forza Series |  | ---------------- |  | Forza 100 | Yes | Yes | Yes
Jewelry Machines | Laser Welding Machines | Laser Spot Welding Machines | Forza Series |  | ---------------- |  | Forza 160 | Yes | Yes | Yes
Jewelry Machines | Laser Welding Machines | Laser Spot Welding Machines | Forza Series |  | ---------------- |  | Forza 180 | Yes | no | n0
Jewelry Machines | Laser Welding Machines | Laser Spot Welding Machines | CMLW Series |  | ---------------- |  | CMLW-200 | Yes | No | No |  | CMLW Series 200
Jewelry Machines | Laser Welding Machines- Accessories | Laser Spot Welding Machines - Accessories | Laser Spot Welding Machine - Accessories |  | ---------------- |  | External Water Chiller | Yes | Yes | Yes
Jewelry Machines | Laser Welding Machines- Accessories | Laser Spot Welding Machines - Accessories | Laser Spot Welding Machine - Accessories |  | ---------------- |  | Internal Wrist Arm | Yes | Yes | Yes
Jewelry Machines | Laser Welding Machines- Accessories | Laser Spot Welding Machines - Accessories | Laser Spot Welding Machine - Accessories |  | ---------------- |  | Motorised Table | Yes | Yes | Yes
Jewelry Machines | Induction Melting Machines | Induction Melting Machines | IM series |  | ---------------- | Melting Capacity Power | IM 1 | Yes | No | Yes |  | https://aczetind-my.sharepoint.com/:w:/g/personal/lathika_a_aczet_com/IQAl1IQ-ycZvQLsDhxTdJbB6AXGKbMoFMV6Lc0DOBsO0aQQ?e=AgIp7w
Jewelry Machines | Induction Melting Machines | Induction Melting Machines | IM series |  | ---------------- |  | IM 2 | Yes | No | Yes
Jewelry Machines | Induction Melting Machines | Induction Melting Machines | IM series |  | ---------------- |  | IM 5 | Yes | No | Yes
Jewelry Machines | Ultrasonic Cleaner | Ultrasonic Cleaners | CUB Series |  | ---------------- | Tank Litre Capacity | CUB 2.0 | Yes | No | Yes | D | https://aczetind-my.sharepoint.com/:w:/g/personal/lathika_a_aczet_com/IQC58_IvTHLBRbQiO45VVwDcAR1Yr5QXJ8W8pLrwZksLu0g?e=3UDGee
Jewelry Machines | Ultrasonic Cleaner | Ultrasonic Cleaners | CUB Series |  | ---------------- |  | CUB 5 | Yes | No | Yes | D
Jewelry Machines | Ultrasonic Cleaner | Ultrasonic Cleaners | CUB Series |  | ---------------- |  | CUB 10 | Yes | No | Yes | D
Jewelry Machines | Ultrasonic Cleaner | Ultrasonic Cleaners | CUB Series |  | ---------------- |  | CUB 15 | Yes | No | Yes | D
Jewelry Machines | Ultrasonic Cleaner | Ultrasonic Cleaners | CUB Series |  | ---------------- |  | CUB 22 | Yes | No | Yes | D
Industrial Machines | Benchtop XRF Analyzers | Benchtop XRF Analyzers | Axiom Series |  | ---------------- |  | Axiom | Yes | Yes | Yes | D | https://aczetind-my.sharepoint.com/:w:/g/personal/lathika_a_aczet_com/IQCs6jyKC8g0QLBXl_p_D58JATCo82qmj6hNI_mutGLHumY?e=6A3nbQ
Industrial Machines | Benchtop XRF Analyzers | Benchtop XRF Analyzers | Axiom Series |  | ---------------- |  | Axiom - Si-PIN | Yes | Yes | Yes | D
Industrial Machines | Benchtop XRF Analyzers | Benchtop XRF Analyzers | Axiom Series |  | ---------------- |  | Axiom - SDD | Yes | Yes | Yes | D
Industrial Machines | Benchtop XRF Analyzers | Benchtop XRF Analyzers | Compact Eco Series |  | ---------------- |  | Compact Eco | Yes | No | Yes | D | https://aczetind-my.sharepoint.com/:w:/g/personal/lathika_a_aczet_com/IQB_y4xM1oitQ6iIwkJTBXHdAYorYd8Hiz7BId536QcUWQQ?e=zBXbu6
Industrial Machines | Benchtop XRF Analyzers | Benchtop XRF Analyzers | Compact Eco Series |  | ---------------- |  | Compact Eco - Si-PIN | Yes | No | Yes | D
Industrial Machines | Benchtop XRF Analyzers | Benchtop XRF Analyzers | Compact Eco Series |  | ---------------- |  | Compact Eco - SDD | Yes | No | Yes | D
Industrial Machines | Benchtop XRF Analyzers | Benchtop XRF Analyzers | StaRk Series |  |  |  | StaRk | Yes | Yes | Yes | D
Industrial Machines | Benchtop XRF Analyzers | Benchtop XRF Analyzers | StaRk Series |  |  |  | StaRk - Si-PIN | Yes | Yes | Yes | D
Industrial Machines | Benchtop XRF Analyzers | Benchtop XRF Analyzers | StaRk Series |  |  |  | StaRk - SDD | Yes | Yes | Yes | D
Industrial Machines | Hand Held XRF Instrument | Handheld XRF Analyzers | Nanoris Series |  | ---------------- |  | Nanoris - Si-PIN | Yes | Yes | Yes | D
Industrial Machines | Hand Held XRF Instrument | Handheld XRF Analyzers | Nanoris Series |  | ---------------- |  | Nanoris - SDD | Yes | Yes | Yes | D
Industrial Machines | Laser Welding Machines | Laser Welding Machines | Stout Series |  | ---------------- |  | Stout 180 | Yes | Yes | Yes | D | https://aczetind-my.sharepoint.com/:w:/g/personal/lathika_a_aczet_com/IQDqDlkrd-sOTo6wvbXurwNmAVhL6aq2zEDLAn_4dAuC3hs?e=gdRkj0
Industrial Machines | Laser Welding Machines | Laser Welding Machines | Stout Series |  | ---------------- |  | Stout 225 | Yes | Yes | Yes | D
Industrial Machines | Laser Welding Machines | Laser Welding Machines | Stout 3D Series |  | ---------------- |  | Stout 180-3D | Yes | Yes | Yes | D
Industrial Machines | Laser Welding Machines | Laser Welding Machines | Stout 3D Series |  | ---------------- |  | Stout 225-3D | Yes | Yes | Yes | D
Industrial Machines | Laser Marking Machines | Laser Marking Machines | LM Series |  | ---------------- |  | LM - 20 | Yes | Yes | Yes | D | https://aczetind-my.sharepoint.com/:w:/r/personal/lathika_a_aczet_com/_layouts/15/Doc.aspx?sourcedoc=%7Bfff21b37-5e30-4825-a38d-428a4b6565d0%7D&action=editnew
Industrial Machines | Laser Marking Machines | Laser Marking Machines | LM Series |  | ---------------- |  | LM - 60 | Yes | Yes | Yes | D
Industrial Machines | Laser Marking Machines | Laser Marking Machines | CFM Series |  | ---------------- |  | CFM - 20 | Yes | Yes | Yes | D | https://aczetind-my.sharepoint.com/:w:/g/personal/lathika_a_aczet_com/IQAuXWnOB0niRYZCOR6KUL4vATorwohvm7pkcGNl5c5ubdU?e=cN7OoOv
Industrial Machines | Laser Marking Machines | Laser Marking Machines | CFM Series |  | ---------------- |  | CFM - 60 | Yes | Yes | Yes | D
Industrial Machines | Laser Marking Machines | Laser Marking Machines | CFM Series |  | ---------------- |  | CFM - 100 | Yes | Yes | Yes | D
Industrial Machines | Laser Marking Machines | Laser Marking Machines | CFM 3D Series |  | ---------------- |  | CFM - 30-3D | Yes | No | yes | D
Industrial Machines | Laser Marking Machines | Laser Marking Machines | CFM 3D Series |  | ---------------- |  | CFM - 50-3D | Yes | No | yes | D
Industrial Machines | Laser Marking Machines | Laser Marking Machines | CFM 3D Series |  | ---------------- |  | CFM - 100-3D | Yes | No | yes | D
Industrial Machines | Ultrasonic Cleaners | Ultrasonic Cleaners | CUB Series |  | ---------------- | Tank Litre Capacity | CUB 10 | Yes | No | Yes | D | https://aczetind-my.sharepoint.com/:w:/g/personal/lathika_a_aczet_com/IQC58_IvTHLBRbQiO45VVwDcAR1Yr5QXJ8W8pLrwZksLu0g?e=3UDGee
Industrial Machines | Ultrasonic Cleaners | Ultrasonic Cleaners | CUB Series |  | ---------------- |  | CUB 15 | Yes | No | Yes | D
Industrial Machines | Ultrasonic Cleaners | Ultrasonic Cleaners | CUB Series |  | ---------------- |  | CUB 22 | Yes | No | Yes | D
Industrial Machines | Ultrasonic Cleaners | Ultrasonic Cleaners | CUB Series |  | ---------------- |  | CUB 30 | Yes | No | Yes | D
Industrial Machines | Ultrasonic Cleaners | Ultrasonic Cleaners | CUB Series |  | ---------------- |  | CUB 60 | Yes | No | No | D
Industrial Machines | Ultrasonic Cleaners | Ultrasonic Cleaners | CUB Series |  | ---------------- |  | CUB 100 | Yes | No | No | D

## Pages Sorting
Product Catagory | Sub category | Types of Scales | Product Series
Laboratory Weighing | Analytical Balances | Analytical Balances | CY-C Series
Laboratory Weighing | Precision Balances & Scales | Analytical Balances | ALT-C Series
Laboratory Weighing | Pipette Calibration Balances | Analytical Balances | CY Series
Laboratory Weighing | Ultra-Microbalances | Analytical Balances | ALT Series
Laboratory Weighing | Microbalances | Precision Balances & Scales | CY-C series
Laboratory Weighing | Electronic Densimeter | Precision Balances & Scales | CY Series
Laboratory Weighing | Flame Proof Lab Balances | Precision Balances & Scales | ALT-C Series
Laboratory Weighing | Moisture Analyzers | Precision Balances & Scales | ALT Series
Jewelry Machines | Jewelry Scales & Balances | Precision Balances & Scales | CY-HC Series
Jewelry Machines | Accessories - Jewelry Scales & Balances | Precision Balances & Scales | CY-H Series
Laboratory Weighing | Test Weights | Precision Balances & Scales | AXR-HC Series
Laboratory Weighing | Accessories Laboratory Weighing | Precision Balances & Scales | AXR-H Series
Laboratory Weighing | Moisture Analyzer Accessories | Pipette Calibration Balances | CY-CP Series
Laboratory Weighing | Compact Precision Balances & Scales | Ultra-Microbalances | AXR-UA Series
Industrial Weighing Solutions | Desk Scales | Microbalances | AXR-MA Series
Industrial Weighing Solutions | Bench & Platform Scales | Microbalances | CM Series
Industrial Weighing Solutions | Floor Scales | Filter Microbalances | AXR-MF Series
Industrial Weighing Solutions | Crane Scales | Filter Microbalances | CM-F Series
Industrial Weighing Solutions | Industrial Scales & Load Cell Systems | pipette Microbalances | AXR-MP Series
Industrial Weighing Solutions | Weighbridges Scales Systems | pipette Microbalances | CM-P Series
Industrial Weighing Solutions | Product Inspection Systems | Stent Microbalances | AXR-MS Series
Industrial Weighing Solutions | Medical Scales | Stent Microbalances | CM-S Series
Laboratory Instruments | Refractometer Instruments | Electronic Densimeter | CY-GT Series
Laboratory Instruments | Polarimeter | Flame Proof Lab Balances | CY-FC Series
Laboratory Instruments | Visual Colorimeter | Flame Proof Lab Balances | CY-F Series
Laboratory Instruments | Milk Analyzers | Moisture Analyzers | MB Series
Laboratory Instruments | Rotational Viscometer | Hallmarking balances | CM Series
Laboratory Instruments | Viscometer Accessories | Hallmarking balances | AXR-MA Series
Laboratory Instruments | Tablet Hardness Testers | Hallmarking balances | CY-C Series
Laboratory Instruments | Ultrasonic Probe Sonicators | Hallmarking balances | CY Series
Laboratory Instruments | Ultrasonic Probe Sonicator- Accessories | Gold Balances | CY-C Series
Laboratory Instruments | Ultrasonic Cleaners | Gold Balances | CY Series
Laboratory Instruments | ICE Flake Maker | Gold Balances | ALT-C Series
Jewelry Machines | Benchtop XRF Analyzers | Gold Balances | ALT Series
Jewelry Machines | Benchtop XRF Analyzsrs - Accessories | Gold Balances | CG Series
Jewelry Machines | Hand Held XRF Instrument | Carat Balances | CY-kC Series
Jewelry Machines | Hand Held XRF Instrument- Accessories | Carat Balances | CY-K Series
Jewelry Machines | Laser Marking Machines | Gold & Carat Balances | CY-C Series
Jewelry Machines | Laser Marking Machine - Accessories | Gold & Carat Balances | CY Series
Jewelry Machines | Laser Welding Machines | Gold & Carat Balances | CG-L Series
Jewelry Machines | Laser Welding Machines- Accessories | Silver Scales | CY-HC Series
Jewelry Machines | Induction Melting Machines | Silver Scales | CY-H Series
Jewelry Machines | Ultrasonic Cleaner | Silver Scales | CG-L Series
Industrial Machines | Benchtop XRF Analyzers | Siver Scales | CG-L Series
Industrial Machines | Benchtop XRF Instrument | Karat Tester | CY-GT Series
Industrial Machines | Hand Held XRF Instrument | Dot Matrix Data Printer | Dot Matrix Data Printer
Industrial Machines | Laser Welding Machines | Vibrosorb-Anti Vibration Pad | Vibrosorb-Anti Vibration Pad
Industrial Machines | Laser Marking Machines | Anti Vibration Weighing Table | Anti Vibration Weighing Table
Industrial Machines | Ultrasonic Cleaners | Remote Display | Remote Display
|  | Single Weights E1 | E1
|  | Single Weights E2 | E2
|  | Single Weights F1 | F1
|  | Single Weights M1 | M1
|  | Weight Sets Box E1 | E1
|  | Weight Sets Box E2 | E2
|  | Weight Sets Box F1 | F1
|  | Density Kit - sinking and floating objects | Density Kit
|  | Density Kit - Liquid | Density Kit - Liquid
|  | Barcode Reader | Barcode Reader
|  | Antistatic Ionizer | Antistatic Ionizer
|  | Evaporation Trap Kit | Evaporation Trap Kit
|  | Battery Backup Unit | Battery Backup Unit
|  | GSM Cutter | GSM Cutter
|  | Specific Gravity Stand | Specific Gravity Stand
|  | Interface Cable | Interface Cable
|  | Anti-Thief Lock | Anti-Thief Lock
|  | Temperature Kit | Temperature Kit
|  | Aluminum Dishes | Aluminum Dishes
|  | Glass Fiber Filter Paper | Glass Fiber Filter Paper
|  | Precision Balances & Scales | CZ Series - NTEP approved
|  | Precision Balances & Scales | CG Series
|  | Precision Balances & Scales | CG-K Series
|  | Precision Balances & Scales | CG-L Series
|  | Desk Scales | CG Series
|  | Counting Desk Scales | CG-N Series
|  | Counting Desk Scales | F1
|  | Stainless Steel Desk Scales | CG-S Series
|  | Stainless Steel Desk Scales | CG-N Series
|  | Water Proof Desk Scales | CG-W Series
|  | Flame-Proof Desk Scales | CG-SF Series
|  | Flame-Proof Desk Scales | CG SF Series
|  | High Precision Bench Scales | CTG-K Series
|  | Bench Scales | CTG-B Series
|  | Bench Scales Stainless Steel | CTG-BS Series
|  | Platform Scales | CTG Series
|  | Platform Scales Stainless Steel | CTG-S Series
|  | Counting Platform Scales | CTG-N Series
|  | Shippers Scales Stainless Steel | CTG-SPSeries
|  | Roller Ramp Scales | CTG-RR Series
|  | Roller Ramp Scales Stainless Steel | CTG-RS Series
|  | Floor Scales | CTG-T4L Series
|  | Floor Scales Stainless Steel | CTG-T4LS Series
|  | Ultra Low Profile Floor Scales | CTG-4L UMS
|  | Ultra Low Profile Floor Scales | CTG-4L UMS Series
|  | Ultra Low Profile Floor Scales Stainless Steel | CTG-4L USS
|  | Ultra Low Profile Floor Scales Stainless Steel | CTG-4L USS
|  | Flame-Proof Platform Scales | CTG-F series
|  | Flame Proof Platform Scales Stainless Steel | CTG-FS series
|  | Flame-Proof Platform Scales Stainless Steel | CTG-FS series
|  | Flame-Proof Floor Scales | CTG-T4LF Series
|  | Flame-Proof Floor Scales Stainless Steel | CTG-T4LFS Series
|  | Platform Trolley Scales | CTG-TP Series
|  | Platform Trolley Scales Stainless Steel | CTG-TPS Series
|  | Platform Trolley Scales Stainless Steel | CTG-L Series
|  | Airport Luggage Scales Stainless Steel | CTG-L Series
|  | Pallet Scales | CTG-PT Series
|  | Pallet Scales Stainless Steel | CTG-PTS Series
|  | Pallet Scales Stainless Steel - Accessories | Pallet Scale - Accessories
|  | Crane Scales | HA-T Series
|  | Crane Scales | Crane Scale - Accessories
|  | Wireless Crane Scales | HA-TR Series
|  | Wireless Crane Scales | Wireless Crane Scale - Accessories
|  | Crane Scales withHand-Heldd Indicator | HA-TH Series
|  | Wireless Transmission Crane Scales | HA-B Series
|  | Cylinder Scales | CTG-T4LC Series
|  | Tank Weighing Systems | WB-TN Series
|  | Tank Weighing Systems | Tank Weighing System - Accessories
|  | Coil Weighing Scales | WB-CW Series
|  | Weigh in Motion Weighbridge Scales | WB-MM Series
|  | Weighbridge Scales | WB-T Series
|  | Unmanned Operated Weighbridge Scales | WB-UM Series
|  | Portable Truck Scale | WB-PT Series
|  | Portable Truck Scale | Portable Truck Scale - Accessories
|  | Checkweigher Systems | CW Series
|  | Checkweigher Systems | Check Weigher - Accessories
|  | Metal Detector Systems | MDC Series
|  | Metal Detector Systems | Metal Detector - Accessories
|  | Checkweigher Systems With Metal Detector Combo | CMD Series
|  | Heavy Pack Checkweigher Systems | CW-K Series
|  | Metal Separator Systems | MS Series
|  | X-Ray Inspection System | X-Ray Inspection System
|  | Baby Scales | BS Series
|  | Mother And Child Scales | HS Series
|  | Health Scales | HS Series
|  | Double Pan Scales | CG-B Series
|  | Height and Weight Scale | HS Series
|  | Ultrasonic Height Body Fat Analyzer | HS-PH Series
|  | Mortuary Scales (Dead Body Scales) | CTG-PDS Series
|  | Animal Weighing Scales | CTG-A Series
|  | Analog ABBE Refractometer | 2AWAJ Series
|  | Bench Top Digital Refractometer | DRM-B Series
|  | Digital ABBE Refractometer | ARM-2S Series
|  | Automatic Refractometer | ARM-Z Series
|  | Analog Polarimeter | APM Series
|  | Automatic Polarimeter | APM Series
|  | Visual Colorimeter | AT 2 Series
|  | Milk Analyzer | Milk Pro+ Series
|  | Rotational Viscometer | VISCO Series
|  | Rotational Viscometer | Viscometer Accessories
|  | Tablet Hardness Tester | ATH Series
|  | Ultrasonic Probe Sonicator | APU Series
|  | Ultrasonic Probe Sonicator- Accessories | Ultrasonic Probe Sonicator- Accessories
|  | Ultrasonic Cleaners | CUB Series
|  | ICE Flake Makers | AMS Series
|  | Gold Testing Machines | Cube Series
|  | Gold Testing Machines | Cube Series
|  | Gold Testing Machines | Compact Eco Series
|  | Gold Testing Machines | StaRk Series
|  | Gold Testing Machines | StaRk (Inbuilt) Series
|  | Gold Testing Machines | StaRk (Inbuilt) Series
|  | Gold Testing Machines | StaRk Pro Series
|  | Gold Testing Machines | StaRk Pro (Inbuilt) Series
|  | Gold Testing Machines | StaRk Pro (Inbuilt) Series
|  | Gold Testing Machines | Axiom Series
|  | Gold Testing Machines | XRF instrument- Accessories
|  | Benchtop XRF Analyzers | XRF instrument- Accessories
|  | Handheld Gold Testing Machines | Nanoris Series
|  | Handheld Gold Testing Machines | Hand Held XRF - Accessories
|  | Laser Marking Machines | LM Series
|  | Laser Marking Machines | CFM Series
|  | Laser Marking Machines | CLEP Series
|  | Laser Marking Machines | CFM 3D Series
|  | Laser Marking Machine - Accessories | Laser Marking Machine - Accessories
|  | Laser Welding Machines | Stout Series
|  | Laser Welding Machines | Stout 3D Series
|  | Laser Welding Machines | Forza Series
|  | Laser Welding Machines | CMLW Series
|  | Laser Welding Machines- Accessories | Laser Spot Welding Machine - Accessories
|  | Induction Melting Machines | IM series
|  | Benchtop XRF Analyzers | Axiom Series
|  | Benchtop XRF Analyzers | Compact Eco Series
|  | Benchtop XRF Analyzers | Cube - X
|  | Handheld XRF Analyzers | Nanoris Series

## Weighing Industry- Industry Se (hidden)
S. No. | Industry | Product Category | Product Subcategory / Model | Application | Image | Image | Image | Image
1 | Food & Beverage | Industrial Scales | Floor Scales | Bulk weighing, packaging
3 | Pharmaceuticals | Lab Balances | Microbalances | API measurement, R&D labs | Same to food industry
4 | Logistics & Warehousing | Platform Scales | Pallet Scales | Shipping, inventory
5 | Retail / Jewllwery | Table top Scales | Platform Scale | Grocery, retail checkouts / jewllery
6 | Chemical Industry | Flame-proof Balances & scales scales/ Crane scale | Tank weighing Scale | Chemicals batching
7 | Petrochemical | Flame-proof Balances & scales scales | Tank weighing Scale
8 | Manufacturing | Indutry scale / crane scale | Single Point Load Cells | Process control, automation
9 | Healthcare | Precision Balances | Analytical Balances | Lab testing, diagnostics
10 | Academic / Research | Analytical Balances | Precision / Microbalances | University labs, research institutes
11 | Academic / Research | Lab Scales | Compact / Portable Lab Scales | Student labs, teaching labs
12 | Medical | Patient / Body Scales | Wheelchair / Bariatric Scales | Hospitals, clinics, diagnostics
13 | Medical | Analytical / Lab Balances | Precision Balances | Medical labs, research labs
14 | Animal Weighing | Livestock Scales | Cattle / Pig / Sheep Scales | Farms, veterinary clinics

## Desktop Laser Welding - Indust (hidden)
S. No. | Industry | Application Examples
1 | Jewelry & Watchmaking | New mfg. Repairing small jewelry parts
2 | Medical Devices / Instruments | Welding surgical tools,
3 | Electronics | Battery contacts / tabs, connectors, small housings, terminals, PCB‑adjacent parts.
4 | Automotive / New‑Energy | Welding small structural parts,weight components.
5 | Aerospace | Small components, frames, thin-wall parts, repairs.
6 | Hardware / Sanitary Products | Handles, kitchenware, stainless-steel frames, pipes, castings.
7 | Crafts, Decorative / Advertising | Metal art, small decorative parts,
8 | Shipbuilding / Heavy Repair (on smaller scale) | On‑site repair of smaller components, braces, reinforcements.
10 | Tool reparing | broken part reparing

## XRF PRODUCTS - Industry Segment (hidden)
S. No. | Industry | Segment | Sub-Segment | Datasheet Link | Warranty | Price (Optional) | Remarks
1 | Metals & Mining | Elemental Analysis | Benchtop XRF |  | 1 Year
2 | Metals & Mining | Elemental Analysis | Portable XRF |  | 1 Year
3 | Jewelry & Precious Metals / Hallmark Centers | Purity Testing | Gold XRF |  | 1 Year
4 | Manufacturing | Coating Thickness | Plating XRF |  | 1 Year
5 | Electronics / RoHS | RoHS Screening | Compliance XRF |  | 1 Year
6 | Cement | Raw Material Testing | Benchtop XRF |  | 1 Year
7 | Petrochemical | Fuel Testing | Sulfur XRF |  | 1 Year
8 | Recycling / Scrap | Scrap Sorting | Handheld XRF |  | 1 Year
9 | Petrochemical / Fuel | Raw Material ID | Benchtop XRF |  | 1 Year
10 | Environmental | Soil Testing | Portable XRF
11 | Thermal Power | Coal & Fuel Analysis | Benchtop XRF
11 | Thermal Power | Fly Ash Testing | Portable XRF

## Desktop Laser Marking - Industr (hidden)
S. No. | Industry | Example Applications | Material Types
1 | Jewelry & Luxury Goods | Logos, serial numbers, decorative engraving | Metals, alloys, ceramics
2 | Automotive | Engine components, chassis parts, clamps, serial numbers, QR/barcodes | Metals, plastics
3 | Electronics & Semiconductor | PCB marking, semiconductors, small electronic parts | Metals, plastics
4 | Medical & Biotechnology | Surgical instruments, implants, tubes | Stainless steel, titanium, plastics
5 | Aerospace & Defense | Part identification, serial numbers, high-stress parts | Metals, composites
6 | Packaging & Consumer Goods | Plastic bottles, cartons, batch codes, expiry dates | Plastics, paper, cardboard
7 | Wood, Leather & Textiles | Branding, decorative engraving, product info | Wood, leather, fabric
8 | Food, Beverage & Pharmaceuticals | Lot numbers, expiration dates, traceability | Plastics, glass, metals

## Electronic Densitometers - Indu (hidden)
? | Industry | Application
1 | Chemical | Quality control of formulations
3 | Gold Loan / Jewelry Industry | Loan
4 | Food & Beverage | Density of syrups, juices, dairy products, fermentation broths
5 | Food & Beverage | Brewing fermentation tracking
11 | Pharmaceuticals & Biotech | Solution density in reactors
12 | Pharmaceuticals & Biotech | Drug formulation QC
13 | Environmental Monitoring | Density of water samples